{"text_format":"1","workbook":"xlsx","n_sheets":4,"sheets":["RDL browser","Settings","about","Results1"],"not_rendered":{"charts":0,"images":0,"macros":1,"external_links":0,"defined_names":0,"comments":0,"pivot_tables":0},"unopened":[],"bounds":{"document_bytes":16777216,"sheet_cells":100000,"rows_first":2000,"rows_last":500,"rows_between":2000,"halvings":0,"cell_chars":16384,"cell_head_chars":4096},"cells_cut":0,"cells_raw":0,"read":"whole","date_system":"1900"}

{"sheet":"RDL browser","index":0,"n_rows":70,"n_cols":10,"rows_kept":70,"cut":false,"hidden":false,"merged":[[0,0,0,4]]}
["RDL2 browser to spreadsheet tool version 71",null,null,null,null,null,"Endpoint: http://data.15926.org/rdl/"]
["Contact: onno.paap@gmail.com",null,null,null,null,null,null,"Active count","Deprecated","Total count"]
[null,null,null,null,null,"Show","dm:Cardinality",7,0,7]
["Search:",null,null,null,null,"Show","dm:Class",0,17,17]
[null,null,null,null,null,"Show","dm:ClassOfAbstractObject",307,0,307]
[null,null,null,null,null,"Show","dm:ClassOfActivity",2023,140,2163]
[null,null,null,null,null,"Show","dm:ClassOfArrangedIndividual",0,7,7]
[null,null,null,null,null,"Show","dm:ClassOfAssertion",22,0,22]
[null,null,null,null,null,"Show","dm:ClassOfAtom",147,0,147]
[null,null,null,null,null,"Show","dm:ClassOfBiologicalMatter",16,2,18]
[null,null,null,null,null,"Show","dm:ClassOfClass",63,5,68]
[null,null,null,null,null,"Show","dm:ClassOfClassOfDefinition",3,4,7]
[null,"Note: first set coloring on in Settings",null,null,null,"Show","dm:ClassOfClassOfDescription",6,1,7]
[null,"Coloring (containing this string will give this color)",null,null,null,"Show","dm:ClassOfClassOfIdentification",38,2,40]
[null,"ClassOfFunctionalObject",null,null,null,"Show","dm:ClassOfClassOfIndividual",491,260,751]
[null,"ClassOfInanimatePhysicalObject ",null,null,null,"Show","dm:ClassOfClassOfInformationRepresentation",31,2,33]
[null,null,null,null,null,"Show","dm:ClassOfClassOfRelationshipWithSignature",0,5,5]
[null,null,null,null,null,"Show","dm:ClassOfCompositeMaterial",12,0,12]
[null,null,null,null,null,"Show","dm:ClassOfCompound",383,90,473]
[null,null,null,null,null,"Show","dm:ClassOfDirectConnection",21,0,21]
[null,null,null,null,null,"Show","dm:ClassOfEvent",109,11,120]
[null,null,null,null,null,"Show","dm:ClassOfFeature",334,216,550]
[null,null,null,null,null,"Show","dm:ClassOfFunctionalMapping",3,77,80]
[null,null,null,null,null,"Show","dm:ClassOfFunctionalObject",1066,57,1123]
[null,"Namespace replacer (definition containing this string replaces the namespace)",null,null,null,"Show","dm:ClassOfIdentification",0,5,5]
[null,"API","API:",null,null,"Show","dm:ClassOfInanimatePhysicalObject",7759,1116,8875]
[null,"ASME","ASME:",null,null,"Show","dm:ClassOfIndirectConnection",4,0,4]
[null,"ASTM","ASTM:",null,null,"Show","dm:ClassOfIndirectProperty",72,7,79]
[null,"DIN","DIN:",null,null,"Show","dm:ClassOfIndividual",49,0,49]
[null,"EN","EN:",null,null,"Show","dm:ClassOfInformationObject",308,32,340]
[null,"ISO","ISO:",null,null,"Show","dm:ClassOfInformationPresentation",13,2,15]
[null,"NORSOK","NOR:",null,null,"Show","dm:ClassOfInformationRepresentation",0,1,1]
[null,"NPD","NOR:",null,null,"Show","dm:ClassOfInvolvementByReference",2,0,2]
[null,"NS","NOR:",null,null,"Show","dm:ClassOfLifecycleStage",7,0,7]
[null,"ROSEMOUNT","ROS:",null,null,"Show","dm:ClassOfMolecule",1543,3,1546]
[null,"SAE","SAE:",null,null,"Show","dm:ClassOfMultidimensionalObject",0,116,116]
[null,"SIEMENS","SIE:",null,null,"Show","dm:ClassOfOrganism",1,0,1]
[null,"SKOTSELV","SKOT:",null,null,"Show","dm:ClassOfOrganization",36,4,40]
[null,"TWR","TWR:",null,null,"Show","dm:ClassOfParticulateMaterial",8,0,8]
[null,null,null,null,null,"Show","dm:ClassOfPeriodInTime",14,2,16]
[null,null,null,null,null,"Show","dm:ClassOfPerson",207,1,208]
[null,null,null,null,null,"Show","dm:ClassOfPointInTime",2,7,9]
[null,null,null,null,null,"Show","dm:ClassOfRelationship",0,12,12]
[null,null,null,null,null,"Show","dm:ClassOfRelationshipWithSignature",3,23,26]
[null,null,null,null,null,"Show","dm:ClassOfRelativeLocation",19,0,19]
[null,null,null,null,null,"Show","dm:ClassOfScale",69,1,70]
[null,null,null,null,null,"Show","dm:ClassOfShape",29,1,30]
[null,null,null,null,null,"Show","dm:ClassOfShapeDimension",1,0,1]
[null,null,null,null,null,"Show","dm:ClassOfSpatialLocation",81,3,84]
[null,null,null,null,null,"Show","dm:ClassOfStatus",13,1,14]
[null,null,null,null,null,"Show","dm:ClassOfStream",4,0,4]
[null,null,null,null,null,"Show","dm:ClassOfSubAtomicParticle",12,0,12]
[null,null,null,null,null,"Show","dm:CrystallineStructure",6,0,6]
[null,null,null,null,null,"Show","dm:DescriptionSpace",0,1,1]
[null,null,null,null,null,"Show","dm:DocumentDefinition",680,88,768]
[null,null,null,null,null,"Show","dm:EnumeratedSetOfClass",0,7,7]
[null,null,null,null,null,"Show","dm:Language",33,0,33]
[null,null,null,null,null,"Show","dm:MultidimensionalProperty",2,0,2]
[null,null,null,null,null,"Show","dm:NumberRange",9,0,9]
[null,null,null,null,null,"Show","dm:NumberSpace",1,0,1]
[null,null,null,null,null,"Show","dm:Phase",6,1,7]
[null,null,null,null,null,"Show","dm:PhysicalQuantityKind",0,1,1]
[null,null,null,null,null,"Show","dm:Property",10,1,11]
[null,null,null,null,null,"Show","dm:PropertyRange",21,106,127]
[null,null,null,null,null,"Show","dm:PropertySpace",1,0,1]
[null,null,null,null,null,"Show","dm:RepresentationForm",32,221,253]
[null,null,null,null,null,"Show","dm:Role",83,43,126]
[null,null,null,null,null,"Show","dm:Scale",149,0,149]
[null,null,null,null,null,"Show","dm:SinglePropertyDimension",112,0,112]
[null,null,null,null,null,"Show","dm:Status",67,21,88]

{"sheet":"Settings","index":1,"n_rows":87,"n_cols":8,"rows_kept":87,"cut":false,"hidden":true,"merged":[]}
["Setting name","Select name","OnKey","Value","Status","RDLType"]
["Endpoint","RDL2 (15926.org)",null,"http://data.15926.org/rdl/","Current",null,null,"Note: end address always with a slash (/)"]
["Endpoint","PCA RDL",null,"http://data.posccaesar.org/rdl/",null,null,null,"Note: end address always with a slash (/)"]
["Endpoint","PCA Staging",null,"http://staging.data.posccaesar.org/rdl/",null,null,null,"Note: end address always with a slash (/)"]
["Endpoint","PCA SVRDL",null,"http://svrdl.community.data.posccaesar.org/rdl/",null,null,null,"Note: end address always with a slash (/)"]
["Endpoint","PCA P4",null,"http://posccaesar.org/p4/sparql",null,null,null,"Note: end address always with a slash (/)"]
["Endpoint","PCA P12",null,"http://sti.data.posccaesar.org/rdl/",null,null,null,"Note: end address always with a slash (/)"]
["Endpoint","Localhost",null,"http://localhost:8890/sparql/",null,null,null,"Note: end address always with a slash (/)"]
[]
["gBaseNamespace",null,"http://data.posccaesar.org/rdl/","http://data.posccaesar.org/rdl/",null,"RDS"]
["gBaseNamespace",null,"http://staging.data.posccaesar.org/rdl/","http://data.posccaesar.org/rdl/",null,"RDS2"]
["gBaseNamespace",null,"http://data.15926.org/rdl/","http://data.15926.org/rdl/",null,"RDL2"]
["gBaseNamespace",null,"http://svrdl.community.data.posccaesar.org/rdl/","http://svrdl.community.data.posccaesar.org/rdl/",null,"RDL2"]
["gBaseNamespace",null,"http://posccaesar.org/p4/sparql","http://posccaesar.org/rdl/",null,"RDS"]
["gBaseNamespace",null,"http://sti.data.posccaesar.org/rdl/","http://sti.data.posccaesar.org/rdl/",null,"RDL2"]
["gBaseNamespace",null,"http://localhost:8890/sparql/","http://data.15926.org/rdl/",null,"RDL2"]
["gKeepSettings",null,null,"T"]
["gShowDeprecated",null,null,"T"]
["gColoring",null,null,"T"]
["gNamespaceReplacing",null,null,"F"]
["gHyperlinkReplacing",null,null,"F"]
[]
["Endpoint","aisi",null,"http://data.15926.org/aisi/",null,null,null,"Note: end address always with a slash (/)"]
["Endpoint","ansi",null,"http://data.15926.org/ansi/",null,null,null,"Note: end address always with a slash (/)"]
["Endpoint","api",null,"http://data.15926.org/api/",null,null,null,"Note: end address always with a slash (/)"]
["Endpoint","all",null,"http://data.15926.org/all/",null,null,null,"Note: end address always with a slash (/)"]
["Endpoint","asme",null,"http://data.15926.org/asme/",null,null,null,"Note: end address always with a slash (/)"]
["Endpoint","astm",null,"http://data.15926.org/astm/",null,null,null,"Note: end address always with a slash (/)"]
["Endpoint","atex",null,"http://data.15926.org/atex/",null,null,null,"Note: end address always with a slash (/)"]
["Endpoint","bs",null,"http://data.15926.org/bs/",null,null,null,"Note: end address always with a slash (/)"]
["Endpoint","din",null,"http://data.15926.org/din/",null,null,null,"Note: end address always with a slash (/)"]
["Endpoint","dm",null,"http://data.15926.org/dm/",null,null,null,"Note: end address always with a slash (/)"]
["Endpoint","dnv",null,"http://data.15926.org/dnv/",null,null,null,"Note: end address always with a slash (/)"]
["Endpoint","edm",null,"http://data.15926.org/edm/",null,null,null,"Note: end address always with a slash (/)"]
["Endpoint","en",null,"http://data.15926.org/en/",null,null,null,"Note: end address always with a slash (/)"]
["Endpoint","eu",null,"http://data.15926.org/eu/",null,null,null,"Note: end address always with a slash (/)"]
["Endpoint","iec",null,"http://data.15926.org/iec/",null,null,null,"Note: end address always with a slash (/)"]
["Endpoint","ieee",null,"http://data.15926.org/ieee/",null,null,null,"Note: end address always with a slash (/)"]
["Endpoint","iso",null,"http://data.15926.org/iso/",null,null,null,"Note: end address always with a slash (/)"]
["Endpoint","lci",null,"http://data.15926.org/lci/",null,null,null,"Note: end address always with a slash (/)"]
["Endpoint","mss",null,"http://data.15926.org/mss/",null,null,null,"Note: end address always with a slash (/)"]
["Endpoint","nace",null,"http://data.15926.org/nace/",null,null,null,"Note: end address always with a slash (/)"]
["Endpoint","nec",null,"http://data.15926.org/nec/",null,null,null,"Note: end address always with a slash (/)"]
["Endpoint","nema",null,"http://data.15926.org/nema/",null,null,null,"Note: end address always with a slash (/)"]
["Endpoint","nfpa",null,"http://data.15926.org/nfpa/",null,null,null,"Note: end address always with a slash (/)"]
["Endpoint","nor",null,"http://data.15926.org/nor/",null,null,null,"Note: end address always with a slash (/)"]
["Endpoint","rdl",null,"http://data.15926.org/rdl/",null,null,null,"Note: end address always with a slash (/)"]
["Endpoint","sae",null,"http://data.15926.org/sae/",null,null,null,"Note: end address always with a slash (/)"]
["Endpoint","sie",null,"http://data.15926.org/sie/",null,null,null,"Note: end address always with a slash (/)"]
["Endpoint","tema",null,"http://data.15926.org/tema/",null,null,null,"Note: end address always with a slash (/)"]
["Endpoint","twr",null,"http://data.15926.org/twr/",null,null,null,"Note: end address always with a slash (/)"]
["Endpoint","uns",null,"http://data.15926.org/uns/",null,null,null,"Note: end address always with a slash (/)"]
["Endpoint","wits",null,"http://data.15926.org/wits/",null,null,null,"Note: end address always with a slash (/)"]
[]
[]
["gBaseNamespace",null,"http://data.15926.org/aisi/","http://data.15926.org/aisi/",null,"RDL2"]
["gBaseNamespace",null,"http://data.15926.org/ansi/","http://data.15926.org/ansi/",null,"RDL2"]
["gBaseNamespace",null,"http://data.15926.org/api/","http://data.15926.org/api/",null,"RDL2"]
["gBaseNamespace",null,"http://data.15926.org/asme/","http://data.15926.org/asme/",null,"RDL2"]
["gBaseNamespace",null,"http://data.15926.org/all/","http://data.15926.org/all/",null,"RDL2"]
["gBaseNamespace",null,"http://data.15926.org/astm/","http://data.15926.org/astm/",null,"RDL2"]
["gBaseNamespace",null,"http://data.15926.org/atex/","http://data.15926.org/atex/",null,"RDL2"]
["gBaseNamespace",null,"http://data.15926.org/bs/","http://data.15926.org/bs/",null,"RDL2"]
["gBaseNamespace",null,"http://data.15926.org/din/","http://data.15926.org/din/",null,"RDL2"]
["gBaseNamespace",null,"http://data.15926.org/dm/","http://data.15926.org/dm/",null,"RDL2"]
["gBaseNamespace",null,"http://data.15926.org/dnv/","http://data.15926.org/dnv/",null,"RDL2"]
["gBaseNamespace",null,"http://data.15926.org/edm/","http://data.15926.org/edm/",null,"RDL2"]
["gBaseNamespace",null,"http://data.15926.org/en/","http://data.15926.org/en/",null,"RDL2"]
["gBaseNamespace",null,"http://data.15926.org/eu/","http://data.15926.org/eu/",null,"RDL2"]
["gBaseNamespace",null,"http://data.15926.org/iec/","http://data.15926.org/iec/",null,"RDL2"]
["gBaseNamespace",null,"http://data.15926.org/ieee/","http://data.15926.org/ieee/",null,"RDL2"]
["gBaseNamespace",null,"http://data.15926.org/iso/","http://data.15926.org/iso/",null,"RDL2"]
["gBaseNamespace",null,"http://data.15926.org/lci/","http://data.15926.org/lci/",null,"RDL2"]
["gBaseNamespace",null,"http://data.15926.org/mss/","http://data.15926.org/mss/",null,"RDL2"]
["gBaseNamespace",null,"http://data.15926.org/nace/","http://data.15926.org/nace/",null,"RDL2"]
["gBaseNamespace",null,"http://data.15926.org/nec/","http://data.15926.org/nec/",null,"RDL2"]
["gBaseNamespace",null,"http://data.15926.org/nema/","http://data.15926.org/nema/",null,"RDL2"]
["gBaseNamespace",null,"http://data.15926.org/nfpa/","http://data.15926.org/nfpa/",null,"RDL2"]
["gBaseNamespace",null,"http://data.15926.org/nor/","http://data.15926.org/nor/",null,"RDL2"]
["gBaseNamespace",null,"http://data.15926.org/rdl/","http://data.15926.org/rdl/",null,"RDL2"]
["gBaseNamespace",null,"http://data.15926.org/sae/","http://data.15926.org/sae/",null,"RDL2"]
["gBaseNamespace",null,"http://data.15926.org/sie/","http://data.15926.org/sie/",null,"RDL2"]
["gBaseNamespace",null,"http://data.15926.org/tema/","http://data.15926.org/tema/",null,"RDL2"]
["gBaseNamespace",null,"http://data.15926.org/twr/","http://data.15926.org/twr/",null,"RDL2"]
["gBaseNamespace",null,"http://data.15926.org/uns/","http://data.15926.org/uns/",null,"RDL2"]
["gBaseNamespace",null,"http://data.15926.org/wits/","http://data.15926.org/wits/",null,"RDL2"]
["                                          "]

{"sheet":"about","index":2,"n_rows":165,"n_cols":3,"rows_kept":165,"cut":false,"hidden":false,"merged":[]}
["Version 71 changes","2016-07-17","Onno Paap"]
["Aded report button for comparison of RDL2 with a subfolder called views filled with spreadsheets."]
[]
[]
["Version 69 changes","2016-06-16","Onno Paap"]
["Added button: \"errors in definitions\" that lists all classes that have more or less \"<\" brackets than the number of super class relationships + 1. Where the part after the word \"that \"  is ignored in the count of \"<\" brackets."]
[]
["Version 68 changes","2016-06-13","Onno Paap"]
["Updated endpoint of RDL2 sparql "]
[]
["Version 67 changes","2016-05-22","Onno Paap"]
["Added button list subclasses from superclass "]
[]
["Version 65 changes","2016-04-25","Onno Paap"]
["Added checkbox at action dialog \"supress double child occurances\" so that this built-in feature can be switched off"]
[]
["Version 64 changes","2016-04-20","Onno Paap"]
["Made search case-insensitive and added endpoint \"all\""]
[]
["Version 63 changes","2016-09-28","Onno Paap"]
["Made entity list working on P4 endpoint (they changed the database version which was not accepting som sparql setting)"]
["Version 62 changes","2016-09-28","Onno Paap"]
["Applied show deprecated to searched result list"]
[]
["Version 61 changes","2016-08-29","Onno Paap"]
["Added query from pcardl for ClassOfIndirectProperty"]
[]
["Version 60 changes","2016-08-19","Onno Paap"]
["Repaired failing entity reports"]
[]
["Version 59 changes","2016-08-19","Onno Paap"]
["Missing superclasses now queries whole federation of RDL2"]
[]
["Version 58 changes","2016-08-16","Onno Paap"]
["Repaired missing output for entities and doubles in RDL2 endpoints other than rdl"]
[]
["Version 57 changes","2016-08-13","Onno Paap"]
["Doubles report now skips classes that are deprecated"]
[]
["Version 56 changes","2016-07-22","Onno Paap"]
["Made rowheight suitable for longer definitions to example DESIGN BASIS"]
[]
["Version 55 changes","2016-07-19","Onno Paap"]
["Made rowheight suitable for longer definitions"]
[]
["Version 54 changes","2016-07-03","Onno Paap"]
["Entity Type field changed to 6 merged cells."]
[]
["Version 53 changes","2016-06-23","Onno Paap"]
["added lci namespace"]
[]
["Version 52 changes","2016-06-23","Onno Paap"]
["Added deprecated count to list entities"]
[]
["Version 51 changes","2016-06-19","Onno Paap"]
["Updated namespaces of staging RDL"]
[]
["Version 50 changes","2016-06-19","Onno Paap"]
["taxonomy view repaired missing entity type"]
[]
["Version 49 changes","2016-06-14","Onno Paap"]
["Room for 12 superclasses"]
[]
["Version 48 changes","2016-06-14","Onno Paap"]
["Repaired NOR:/RDS  bug"]
[]
["Version 47 changes","2016-06-14","Onno Paap"]
["Repaired endpoint bug"]
[]
["Version 46 changes","2016-06-13","Onno Paap"]
["Updated endpoints"]
[]
["Version 45 changes","2016-06-06","Onno Paap"]
["Completed Missing Superclasses report"]
[]
["Version 44 changes","2016-05-20","Onno Paap"]
["Added Clear Cache button (use on any database changes)"]
[]
["Version 43 changes","2016-05-19","Onno Paap"]
["Changed non-existing super classes to show as \"no label\""]
[]
["Version 42 changes","2016-05-02","Onno Paap"]
["bug fix"]
[]
["Version 41 changes","2016-05-02","Onno Paap"]
["Added setting to show/not show deprecated items. If shown, they are stricken through"]
[]
["Version 40 changes","2016-03-31","Onno Paap"]
["Added  in doubles: two classes having the same label."]
[]
["Version 39 changes","2016-03-21","Onno Paap"]
["Made the query more robust, after the server hass been returning a 404 occasionally"]
[]
["Version 38 changes","2016-03-03","Onno Paap"]
["Repaired bug entity type query on PCA endpoint"]
[]
["Version 37 changes","2016-01-29","Onno Paap"]
["Showing deprecated class in taxonomy with label in strikethrough."]
[]
["Version 36 changes","2016-01-13","Onno Paap"]
["Added the 17 endpoints of http://data.15926.org/rdl"]
[]
["Version 35 changes","2016-01-13","Onno Paap"]
["In taxonomy view, disregard all rdf:type that is not data model.  So only show rdf:type that is dm:"]
[]
["Version 34 changes","2016-01-13","Onno Paap"]
["Solved taxonomy levels regression bug"]
[]
["Version 33 changes","2016-01-11","Onno Paap"]
["Enhanced the doubled query. First 4 columns are about the triple, the rest is info."]
[]
["Repaired bug in entity type query."]
[]
["Version 30 changes","2016-01-03","Onno Paap"]
["Repaired entity type query for old PCA RDL. \nRepaired bug in entity type query where a class that has a superclass of the wanted type as well as  of another type became  the start point of a new taxonomy as well as part in the main taxonomy. (read that again)"]
[]
["Version 29 changes","2016-01-02","Onno Paap"]
["Filtered entity filtered taxonomy to only show the filtered entity not subClassOf of another entity"]
[]
["Version 27 changes","2016-01-01","Onno Paap"]
["few bugs repaired.  Changed entity search into presenting taxonomies. "]
[]
["Version 26 changes","2015-12-26","Onno Paap"]
["few bugs repaired. "]
[]
["Version 25 changes","2015-12-26","Onno Paap"]
["Added Part 12 and localhost endpoints"]
["Added button for selecting double labels and definitions. "]
["Version 24 changes","2015-12-14","Onno Paap"]
["Added button to list all distinct entity data types and their counts, and click to show."]
["Added a button to show all orphans that have a rdfs:label"]
["Version 23 changes"]
["Added endpoint posccaesar.org/p4/sparql"]
["Version 22 changes"]
["Added endpoint staging.data.posccaesar.org/rdl"]
[]
["Version 21 changes"]
["Repaired bug where namespace replace was based upon definition instead of class label"]
[]
["Version 20 changes"]
["Repaired bug where definition did not show up if hyperlink replace was on."]
[]
["Version 19 changes (skip version 16-18)"]
["Settings expanded with persist settings, namespace replacer and hyperlink replacer"]
["Added namespace replacer which will replace the RDL: namespace of the ID with the namespace given in the list on the front page."]
["Added hyperlink replacer which will find terms between single quotes and look them up in the RDL, then add a hyperlink in the text if found. Anchor tag <a></a> used not &hyperlink() so looks ugly."]
[]
["Version 15 changes"]
["Changed browser page Action buttons to hyperlinks because buttons are not equally spaced between Excel versions (Office 2007 versus Office 365)"]
["First row is empty. Move all up."]
["Make stop button for during query taxonomy query execution"]
[]
[]
["Version 14 changes"]
["Aligned buttons on browser page"]
["Made color notification work. Note: switch it on first in settings. Default is off"]
["Top align subclasses in taxonomy"]
["Subclasses made to hyperlink in taxonomy"]
["Subclasses made to increase column width in taxonomy"]
["Made browser search go when hitting enter in search field"]
[]
[]
[]
["todo"]
["Make setting for outputting to other result pages"]

{"sheet":"Results1","index":3,"n_rows":1065,"n_cols":27,"rows_kept":1065,"cut":false,"hidden":false,"merged":[[1,11,1,12],[1,5,1,10],[1,13,1,18],[1,19,1,22],[2,12,2,13],[2,6,2,11],[2,14,2,19],[2,20,2,23],[0,0,0,3],[0,5,0,10],[0,11,0,12],[0,13,0,18],[7,11,7,12],[7,5,7,10],[7,13,7,18],[7,19,7,22],[0,19,0,29],[8,11,8,12],[8,5,8,10],[8,13,8,18],[8,19,8,22],[5,11,5,12],[5,5,5,10],[5,13,5,18],[5,19,5,22],[6,12,6,13],[6,6,6,11],[6,14,6,19],[6,20,6,23],[3,12,3,13],[3,6,3,11],[3,14,3,19],[3,20,3,23],[4,12,4,13],[4,6,4,11],[4,14,4,19],[4,20,4,23],[13,11,13,12],[13,5,13,10],[13,13,13,18],[13,19,13,22],[14,12,14,13],[14,6,14,11],[14,14,14,19],[14,20,14,23],[11,12,11,13],[11,6,11,11],[11,14,11,19],[11,20,11,23],[12,13,12,14],[12,7,12,12],[12,15,12,20],[12,21,12,24],[9,11,9,12],[9,5,9,10],[9,13,9,18],[9,19,9,22],[10,12,10,13],[10,6,10,11],[10,14,10,19],[10,20,10,23],[19,12,19,13],[19,6,19,11],[19,14,19,19],[19,20,19,23],[20,11,20,12],[20,5,20,10],[20,13,20,18],[20,19,20,22],[17,11,17,12],[17,5,17,10],[17,13,17,18],[17,19,17,22],[18,11,18,12],[18,5,18,10],[18,13,18,18],[18,19,18,22],[15,11,15,12],[15,5,15,10],[15,13,15,18],[15,19,15,22],[16,11,16,12],[16,5,16,10],[16,13,16,18],[16,19,16,22],[25,11,25,12],[25,5,25,10],[25,13,25,18],[25,19,25,22],[26,12,26,13],[26,6,26,11],[26,14,26,19],[26,20,26,23],[23,11,23,12],[23,5,23,10],[23,13,23,18],[23,19,23,22],[24,11,24,12],[24,5,24,10],[24,13,24,18],[24,19,24,22],[21,11,21,12],[21,5,21,10],[21,13,21,18],[21,19,21,22],[22,11,22,12],[22,5,22,10],[22,13,22,18],[22,19,22,22],[31,11,31,12],[31,5,31,10],[31,13,31,18],[31,19,31,22],[32,11,32,12],[32,5,32,10],[32,13,32,18],[32,19,32,22],[29,12,29,13],[29,6,29,11],[29,14,29,19],[29,20,29,23],[30,12,30,13],[30,6,30,11],[30,14,30,19],[30,20,30,23],[27,12,27,13],[27,6,27,11],[27,14,27,19],[27,20,27,23],[28,11,28,12],[28,5,28,10],[28,13,28,18],[28,19,28,22],[37,12,37,13],[37,6,37,11],[37,14,37,19],[37,20,37,23],[35,11,35,12],[35,5,35,10],[35,13,35,18],[35,19,35,22],[36,11,36,12],[36,5,36,10],[36,13,36,18],[36,19,36,22],[33,11,33,12],[33,5,33,10],[33,13,33,18],[33,19,33,22],[34,12,34,13],[34,6,34,11],[34,14,34,19],[34,20,34,23],[42,12,42,13],[42,6,42,11],[42,14,42,19],[42,20,42,23],[43,12,43,13],[43,6,43,11],[43,14,43,19],[43,20,43,23],[40,11,40,12],[40,5,40,10],[40,13,40,18],[40,19,40,22],[41,12,41,13],[41,6,41,11],[41,14,41,19],[41,20,41,23],[38,11,38,12],[38,5,38,10],[38,13,38,18],[38,19,38,22],[39,11,39,12],[39,5,39,10],[39,13,39,18],[39,19,39,22],[46,11,46,12],[46,5,46,10],[46,13,46,18],[46,19,46,22],[47,11,47,12],[47,5,47,10],[47,13,47,18],[47,19,47,22],[44,11,44,12],[44,5,44,10],[44,13,44,18],[44,19,44,22],[45,11,45,12],[45,5,45,10],[45,13,45,18],[45,19,45,22],[52,12,52,13],[52,6,52,11],[52,14,52,19],[52,20,52,23],[53,12,53,13],[53,6,53,11],[53,14,53,19],[53,20,53,23],[50,11,50,12],[50,5,50,10],[50,13,50,18],[50,19,50,22],[51,12,51,13],[51,6,51,11],[51,14,51,19],[51,20,51,23],[48,11,48,12],[48,5,48,10],[48,13,48,18],[48,19,48,22],[49,11,49,12],[49,5,49,10],[49,13,49,18],[49,19,49,22],[55,11,55,12],[55,5,55,10],[55,13,55,18],[55,19,55,22],[56,12,56,13],[56,6,56,11],[56,14,56,19],[56,20,56,23],[54,12,54,13],[54,6,54,11],[54,14,54,19],[54,20,54,23],[61,11,61,12],[61,5,61,10],[61,13,61,18],[61,19,61,22],[62,11,62,12],[62,5,62,10],[62,13,62,18],[62,19,62,22],[59,11,59,12],[59,5,59,10],[59,13,59,18],[59,19,59,22],[60,11,60,12],[60,5,60,10],[60,13,60,18],[60,19,60,22],[57,12,57,13],[57,6,57,11],[57,14,57,19],[57,20,57,23],[58,12,58,13],[58,6,58,11],[58,14,58,19],[58,20,58,23],[67,12,67,13],[67,6,67,11],[67,14,67,19],[67,20,67,23],[68,12,68,13],[68,6,68,11],[68,14,68,19],[68,20,68,23],[65,13,65,14],[65,7,65,12],[65,15,65,20],[65,21,65,24],[66,13,66,14],[66,7,66,12],[66,15,66,20],[66,21,66,24],[63,12,63,13],[63,6,63,11],[63,14,63,19],[63,20,63,23],[64,12,64,13],[64,6,64,11],[64,14,64,19],[64,20,64,23],[73,11,73,12],[73,5,73,10],[73,13,73,18],[73,19,73,22],[74,11,74,12],[74,5,74,10],[74,13,74,18],[74,19,74,22],[71,12,71,13],[71,6,71,11],[71,14,71,19],[71,20,71,23],[72,11,72,12],[72,5,72,10],[72,13,72,18],[72,19,72,22],[69,12,69,13],[69,6,69,11],[69,14,69,19],[69,20,69,23],[70,11,70,12],[70,5,70,10],[70,13,70,18],[70,19,70,22],[78,12,78,13],[78,6,78,11],[78,14,78,19],[78,20,78,23],[79,13,79,14],[79,7,79,12],[79,15,79,20],[79,21,79,24],[77,11,77,12],[77,5,77,10],[77,13,77,18],[77,19,77,22],[75,11,75,12],[75,5,75,10],[75,13,75,18],[75,19,75,22],[76,12,76,13],[76,6,76,11],[76,14,76,19],[76,20,76,23],[84,13,84,14],[84,7,84,12],[84,15,84,20],[84,21,84,24],[85,13,85,14],[85,7,85,12],[85,15,85,20],[85,21,85,24],[82,13,82,14],[82,7,82,12],[82,15,82,20],[82,21,82,24],[83,13,83,14],[83,7,83,12],[83,15,83,20],[83,21,83,24],[80,11,80,12],[80,5,80,10],[80,13,80,18],[80,19,80,22],[81,12,81,13],[81,6,81,11],[81,14,81,19],[81,20,81,23],[90,13,90,14],[90,7,90,12],[90,15,90,20],[90,21,90,24],[91,13,91,14],[91,7,91,12],[91,15,91,20],[91,21,91,24],[88,13,88,14],[88,7,88,12],[88,15,88,20],[88,21,88,24],[89,12,89,13],[89,6,89,11],[89,14,89,19],[89,20,89,23],[86,13,86,14],[86,7,86,12],[86,15,86,20],[86,21,86,24],[87,12,87,13],[87,6,87,11],[87,14,87,19],[87,20,87,23],[96,13,96,14],[96,7,96,12],[96,15,96,20],[96,21,96,24],[97,13,97,14],[97,7,97,12],[97,15,97,20],[97,21,97,24],[94,14,94,15],[94,8,94,13],[94,16,94,21],[94,22,94,25],[95,13,95,14],[95,7,95,12],[95,15,95,20],[95,21,95,24],[92,13,92,14],[92,7,92,12],[92,15,92,20],[92,21,92,24],[93,13,93,14],[93,7,93,12],[93,15,93,20],[93,21,93,24],[102,12,102,13],[102,6,102,11],[102,14,102,19],[102,20,102,23],[103,12,103,13],[103,6,103,11],[103,14,103,19],[103,20,103,23],[100,13,100,14],[100,7,100,12],[100,15,100,20],[100,21,100,24],[101,13,101,14],[101,7,101,12],[101,15,101,20],[101,21,101,24],[98,13,98,14],[98,7,98,12],[98,15,98,20],[98,21,98,24],[99,13,99,14],[99,7,99,12],[99,15,99,20],[99,21,99,24],[108,13,108,14],[108,7,108,12],[108,15,108,20],[108,21,108,24],[109,12,109,13],[109,6,109,11],[109,14,109,19],[109,20,109,23],[106,12,106,13],[106,6,106,11],[106,14,106,19],[106,20,106,23],[107,12,107,13],[107,6,107,11],[107,14,107,19],[107,20,107,23],[104,11,104,12],[104,5,104,10],[104,13,104,18],[104,19,104,22],[105,11,105,12],[105,5,105,10],[105,13,105,18],[105,19,105,22],[114,12,114,13],[114,6,114,11],[114,14,114,19],[114,20,114,23],[115,12,115,13],[115,6,115,11],[115,14,115,19],[115,20,115,23],[112,11,112,12],[112,5,112,10],[112,13,112,18],[112,19,112,22],[113,12,113,13],[113,6,113,11],[113,14,113,19],[113,20,113,23],[110,12,110,13],[110,6,110,11],[110,14,110,19],[110,20,110,23],[111,12,111,13],[111,6,111,11],[111,14,111,19],[111,20,111,23],[120,12,120,13],[120,6,120,11],[120,14,120,19],[120,20,120,23],[121,13,121,14],[121,7,121,12],[121,15,121,20],[121,21,121,24],[118,11,118,12],[118,5,118,10],[118,13,118,18],[118,19,118,22],[119,12,119,13],[119,6,119,11],[119,14,119,19],[119,20,119,23],[116,12,116,13],[116,6,116,11],[116,14,116,19],[116,20,116,23],[117,12,117,13],[117,6,117,11],[117,14,117,19],[117,20,117,23],[126,15,126,16],[126,9,126,14],[126,17,126,22],[126,23,126,26],[127,14,127,15],[127,8,127,13],[127,16,127,21],[127,22,127,25],[124,14,124,15],[124,8,124,13],[124,16,124,21],[124,22,124,25],[125,15,125,16],[125,9,125,14],[125,17,125,22],[125,23,125,26],[122,14,122,15],[122,8,122,13],[122,16,122,21],[122,22,122,25],[123,15,123,16],[123,9,123,14],[123,17,123,22],[123,23,123,26],[132,13,132,14],[132,7,132,12],[132,15,132,20],[132,21,132,24],[133,13,133,14],[133,7,133,12],[133,15,133,20],[133,21,133,24],[130,13,130,14],[130,7,130,12],[130,15,130,20],[130,21,130,24],[131,13,131,14],[131,7,131,12],[131,15,131,20],[131,21,131,24],[128,14,128,15],[128,8,128,13],[128,16,128,21],[128,22,128,25],[129,14,129,15],[129,8,129,13],[129,16,129,21],[129,22,129,25],[137,14,137,15],[137,8,137,13],[137,16,137,21],[137,22,137,25],[138,14,138,15],[138,8,138,13],[138,16,138,21],[138,22,138,25],[136,13,136,14],[136,7,136,12],[136,15,136,20],[136,21,136,24],[134,13,134,14],[134,7,134,12],[134,15,134,20],[134,21,134,24],[135,13,135,14],[135,7,135,12],[135,15,135,20],[135,21,135,24],[143,14,143,15],[143,8,143,13],[143,16,143,21],[143,22,143,25],[144,15,144,16],[144,9,144,14],[144,17,144,22],[144,23,144,26],[141,15,141,16],[141,9,141,14],[141,17,141,22],[141,23,141,26],[142,15,142,16],[142,9,142,14],[142,17,142,22],[142,23,142,26],[139,15,139,16],[139,9,139,14],[139,17,139,22],[139,23,139,26],[140,15,140,16],[140,9,140,14],[140,17,140,22],[140,23,140,26],[149,14,149,15],[149,8,149,13],[149,16,149,21],[149,22,149,25],[150,15,150,16],[150,9,150,14],[150,17,150,22],[150,23,150,26],[147,14,147,15],[147,8,147,13],[147,16,147,21],[147,22,147,25],[148,14,148,15],[148,8,148,13],[148,16,148,21],[148,22,148,25],[145,14,145,15],[145,8,145,13],[145,16,145,21],[145,22,145,25],[146,14,146,15],[146,8,146,13],[146,16,146,21],[146,22,146,25],[155,12,155,13],[155,6,155,11],[155,14,155,19],[155,20,155,23],[156,12,156,13],[156,6,156,11],[156,14,156,19],[156,20,156,23],[153,13,153,14],[153,7,153,12],[153,15,153,20],[153,21,153,24],[154,13,154,14],[154,7,154,12],[154,15,154,20],[154,21,154,24],[151,13,151,14],[151,7,151,12],[151,15,151,20],[151,21,151,24],[152,13,152,14],[152,7,152,12],[152,15,152,20],[152,21,152,24],[160,13,160,14],[160,7,160,12],[160,15,160,20],[160,21,160,24],[161,13,161,14],[161,7,161,12],[161,15,161,20],[161,21,161,24],[158,12,158,13],[158,6,158,11],[158,14,158,19],[158,20,158,23],[159,13,159,14],[159,7,159,12],[159,15,159,20],[159,21,159,24],[157,12,157,13],[157,6,157,11],[157,14,157,19],[157,20,157,23],[166,13,166,14],[166,7,166,12],[166,15,166,20],[166,21,166,24],[167,13,167,14],[167,7,167,12],[167,15,167,20],[167,21,167,24],[164,12,164,13],[164,6,164,11],[164,14,164,19],[164,20,164,23],[165,13,165,14],[165,7,165,12],[165,15,165,20],[165,21,165,24],[162,13,162,14],[162,7,162,12],[162,15,162,20],[162,21,162,24],[163,13,163,14],[163,7,163,12],[163,15,163,20],[163,21,163,24],[170,11,170,12],[170,5,170,10],[170,13,170,18],[170,19,170,22],[168,12,168,13],[168,6,168,11],[168,14,168,19],[168,20,168,23],[169,12,169,13],[169,6,169,11],[169,14,169,19],[169,20,169,23],[172,12,172,13],[172,6,172,11],[172,14,172,19],[172,20,172,23],[173,11,173,12],[173,5,173,10],[173,13,173,18],[173,19,173,22],[171,11,171,12],[171,5,171,10],[171,13,171,18],[171,19,171,22],[178,13,178,14],[178,7,178,12],[178,15,178,20],[178,21,178,24],[179,13,179,14],[179,7,179,12],[179,15,179,20],[179,21,179,24],[176,12,176,13],[176,6,176,11],[176,14,176,19],[176,20,176,23],[177,13,177,14],[177,7,177,12],[177,15,177,20],[177,21,177,24],[174,11,174,12],[174,5,174,10],[174,13,174,18],[174,19,174,22],[175,12,175,13],[175,6,175,11],[175,14,175,19],[175,20,175,23],[184,11,184,12],[184,5,184,10],[184,13,184,18],[184,19,184,22],[185,11,185,12],[185,5,185,10],[185,13,185,18],[185,19,185,22],[182,11,182,12],[182,5,182,10],[182,13,182,18],[182,19,182,22],[183,12,183,13],[183,6,183,11],[183,14,183,19],[183,20,183,23],[180,13,180,14],[180,7,180,12],[180,15,180,20],[180,21,180,24],[181,12,181,13],[181,6,181,11],[181,14,181,19],[181,20,181,23],[190,11,190,12],[190,5,190,10],[190,13,190,18],[190,19,190,22],[191,11,191,12],[191,5,191,10],[191,13,191,18],[191,19,191,22],[188,12,188,13],[188,6,188,11],[188,14,188,19],[188,20,188,23],[189,11,189,12],[189,5,189,10],[189,13,189,18],[189,19,189,22],[186,11,186,12],[186,5,186,10],[186,13,186,18],[186,19,186,22],[187,12,187,13],[187,6,187,11],[187,14,187,19],[187,20,187,23],[196,11,196,12],[196,5,196,10],[196,13,196,18],[196,19,196,22],[197,11,197,12],[197,5,197,10],[197,13,197,18],[197,19,197,22],[194,12,194,13],[194,6,194,11],[194,14,194,19],[194,20,194,23],[195,12,195,13],[195,6,195,11],[195,14,195,19],[195,20,195,23],[192,11,192,12],[192,5,192,10],[192,13,192,18],[192,19,192,22],[193,12,193,13],[193,6,193,11],[193,14,193,19],[193,20,193,23],[202,11,202,12],[202,5,202,10],[202,13,202,18],[202,19,202,22],[203,11,203,12],[203,5,203,10],[203,13,203,18],[203,19,203,22],[200,11,200,12],[200,5,200,10],[200,13,200,18],[200,19,200,22],[201,11,201,12],[201,5,201,10],[201,13,201,18],[201,19,201,22],[198,11,198,12],[198,5,198,10],[198,13,198,18],[198,19,198,22],[199,11,199,12],[199,5,199,10],[199,13,199,18],[199,19,199,22],[204,11,204,12],[204,5,204,10],[204,13,204,18],[204,19,204,22],[205,11,205,12],[205,5,205,10],[205,13,205,18],[205,19,205,22],[210,11,210,12],[210,5,210,10],[210,13,210,18],[210,19,210,22],[211,12,211,13],[211,6,211,11],[211,14,211,19],[211,20,211,23],[208,12,208,13],[208,6,208,11],[208,14,208,19],[208,20,208,23],[209,11,209,12],[209,5,209,10],[209,13,209,18],[209,19,209,22],[206,12,206,13],[206,6,206,11],[206,14,206,19],[206,20,206,23],[207,12,207,13],[207,6,207,11],[207,14,207,19],[207,20,207,23],[216,12,216,13],[216,6,216,11],[216,14,216,19],[216,20,216,23],[217,12,217,13],[217,6,217,11],[217,14,217,19],[217,20,217,23],[214,11,214,12],[214,5,214,10],[214,13,214,18],[214,19,214,22],[215,11,215,12],[215,5,215,10],[215,13,215,18],[215,19,215,22],[212,11,212,12],[212,5,212,10],[212,13,212,18],[212,19,212,22],[213,11,213,12],[213,5,213,10],[213,13,213,18],[213,19,213,22],[220,11,220,12],[220,5,220,10],[220,13,220,18],[220,19,220,22],[221,11,221,12],[221,5,221,10],[221,13,221,18],[221,19,221,22],[218,12,218,13],[218,6,218,11],[218,14,218,19],[218,20,218,23],[219,12,219,13],[219,6,219,11],[219,14,219,19],[219,20,219,23],[225,11,225,12],[225,5,225,10],[225,13,225,18],[225,19,225,22],[226,11,226,12],[226,5,226,10],[226,13,226,18],[226,19,226,22],[223,11,223,12],[223,5,223,10],[223,13,223,18],[223,19,223,22],[224,12,224,13],[224,6,224,11],[224,14,224,19],[224,20,224,23],[222,11,222,12],[222,5,222,10],[222,13,222,18],[222,19,222,22],[231,12,231,13],[231,6,231,11],[231,14,231,19],[231,20,231,23],[232,12,232,13],[232,6,232,11],[232,14,232,19],[232,20,232,23],[229,11,229,12],[229,5,229,10],[229,13,229,18],[229,19,229,22],[230,11,230,12],[230,5,230,10],[230,13,230,18],[230,19,230,22],[227,11,227,12],[227,5,227,10],[227,13,227,18],[227,19,227,22],[228,11,228,12],[228,5,228,10],[228,13,228,18],[228,19,228,22],[237,12,237,13],[237,6,237,11],[237,14,237,19],[237,20,237,23],[238,12,238,13],[238,6,238,11],[238,14,238,19],[238,20,238,23],[235,12,235,13],[235,6,235,11],[235,14,235,19],[235,20,235,23],[236,13,236,14],[236,7,236,12],[236,15,236,20],[236,21,236,24],[233,12,233,13],[233,6,233,11],[233,14,233,19],[233,20,233,23],[234,11,234,12],[234,5,234,10],[234,13,234,18],[234,19,234,22],[243,13,243,14],[243,7,243,12],[243,15,243,20],[243,21,243,24],[244,13,244,14],[244,7,244,12],[244,15,244,20],[244,21,244,24],[241,12,241,13],[241,6,241,11],[241,14,241,19],[241,20,241,23],[242,12,242,13],[242,6,242,11],[242,14,242,19],[242,20,242,23],[239,12,239,13],[239,6,239,11],[239,14,239,19],[239,20,239,23],[240,13,240,14],[240,7,240,12],[240,15,240,20],[240,21,240,24],[249,12,249,13],[249,6,249,11],[249,14,249,19],[249,20,249,23],[247,13,247,14],[247,7,247,12],[247,15,247,20],[247,21,247,24],[248,13,248,14],[248,7,248,12],[248,15,248,20],[248,21,248,24],[245,13,245,14],[245,7,245,12],[245,15,245,20],[245,21,245,24],[246,13,246,14],[246,7,246,12],[246,15,246,20]],"merged_total":4252,"flags":["merged_cut"]}
["SUPERCLASS(ES)",null,null,null,null,"CLASS NAME",null,null,null,null,null,"ENDPOINT+id",null,"CLASS DEFINITION",null,null,null,null,null," ISO 15926-2 ENTITY TYPE"]
["FunctionalObject",null,null,null,null,"ABSORBER",null,null,null,null,null,"rdl:RDS779695261",null,"An <ABSORBER> is a <FunctionalObject> that has a capability of <ABSORBING>",null,null,null,null,null,"dm:ClassOfFunctionalObject"]
["ABSORBER","SILENCER",null,null,null,null,"ACOUSTIC NOISE REDUCTION PLATE",null,null,null,null,null,"rdl:RDS294434",null,"An <ACOUSTIC NOISE REDUCTION PLATE> is a <SILENCER> and an <ABSORBER> that is a building board designed to absorbe and reduce acoustic noise",null,null,null,null,null,"dm:ClassOfFunctionalObject"]
["ABSORBER","DAMPER",null,null,null,null,"SHOCK ABSORBER",null,null,null,null,null,"rdl:RDS1048769441",null,"A <SHOCK ABSORBER> is a <DAMPER> and an <ABSORBER> that serves to absorb mechanical shock and to damp vibration",null,null,null,null,null,"dm:ClassOfFunctionalObject"]
["ABSORBER","SILENCER",null,null,null,null,"SOUND ATTENUATOR",null,null,null,null,null,"rdl:RDS414179",null,"A <SOUND ATTENUATOR> is a <SILENCER> and an <ABSORBER> that is a chamber with sound absorbing material reducing airborne noise in a ventilation system",null,null,null,null,null,"dm:ClassOfFunctionalObject"]
["FunctionalObject",null,null,null,null,"ACCOMODATOR",null,null,null,null,null,"rdl:RDS2223580",null,"An <ACCOMODATOR> is a <FunctionalObject> that is capable of <ACCOMODATING>",null,null,null,null,null,"dm:ClassOfFunctionalObject"]
["ACCOMODATOR",null,null,null,null,null,"PIPE EXPANSION ACCOMODATOR",null,null,null,null,null,"rdl:RDS1280073451",null,"A <PIPE EXPANSION ACCOMODATOR> is an <ACCOMODATOR> capable of <ACCOMODATING> the movement in piping systems due to temperature changes and vibrations",null,null,null,null,null,"dm:ClassOfFunctionalObject"]
["FunctionalObject",null,null,null,null,"ACCREDITING PARTY",null,null,null,null,null,"rdl:RDS2223260",null,"An <ACCREDITING PARTY> is a <FunctionalObject> that is capable of <ACCREDITING>",null,null,null,null,null,"dm:ClassOfFunctionalObject"]
["FunctionalObject",null,null,null,null,"ACCREDITOR",null,null,null,null,null,"rdl:RDS2220901",null,"An <ACCREDITOR> is a <FunctionalObject> that has the capability of <ACCREDITING>",null,null,null,null,null,"dm:ClassOfFunctionalObject"]
["FunctionalObject",null,null,null,null,"ACCUMULATOR",null,null,null,null,null,"rdl:RDS779711741",null,"An <ACCUMULATOR> is a <FunctionalObject> that has a capability of <ACCUMULATING> matter and/or energy",null,null,null,null,null,"dm:ClassOfFunctionalObject"]
["ACCUMULATOR","ENERGY STORAGE",null,null,null,null,"ELECTRICAL ACCUMULATOR",null,null,null,null,null,"rdl:RDS281384",null,"An <ELECTRICAL ACCUMULATOR> is an <ACCUMULATOR> and an <ENERGY STORAGE> that converts chemical energy into electrical energy by reversible chemical reactions and that may be recharged by passing a current through it in the direction opposite to that of its discharge",null,null,null,null,null,"dm:ClassOfFunctionalObject"]
["ACCUMULATOR","FLUID CONTAINER",null,null,null,null,"FLUID ACCUMULATOR",null,null,null,null,null,"rdl:RDS2194353481",null,"A <FLUID ACCUMULATOR> is an <ACCUMULATOR> and a <FLUID CONTAINER> that has a capability of of acting like a shock absorber in that it absorbs and/or accumulates pressure fluctuations in a device or a closed <FLUID> system",null,null,null,null,null,"dm:ClassOfFunctionalObject"]
["FLUID ACCUMULATOR",null,null,null,null,null,null,"HYDRAULIC ACCUMULATOR",null,null,null,null,null,"rdl:RDS431054",null,"A <HYDRAULIC ACCUMULATOR> is a <FLUID ACCUMULATOR> intended to absorb and store hydraulic liquid to compensate for pressure fluctuations and to maintain operation, e.g. of an actuator, in case of failure of supply of the hydraulic liquid",null,null,null,null,null,"dm:ClassOfFunctionalObject"]
["FunctionalObject",null,null,null,null,"ACTUATOR",null,null,null,null,null,"rdl:RDS418769",null,"An <ACTUATOR> is a <FunctionalObject> that is capable of <ACTUATING>",null,null,null,null,null,"dm:ClassOfFunctionalObject"]
["ACTUATOR","FINAL CONTROL FUNCTION",null,null,null,null,"CONTROLLED ACTUATOR",null,null,null,null,null,"rdl:RDS2220505",null,"A <CONTROLLED ACTUATOR> is an <ACTUATOR> and a <FINAL CONTROL FUNCTION> that is remotely operated",null,null,null,null,null,"dm:ClassOfFunctionalObject"]
["FunctionalObject",null,null,null,null,"ADDRESSER",null,null,null,null,null,"rdl:RDS1012170611",null,"An <ADDRESSER> is a <FunctionalObject> that is capable of <ADDRESSING>",null,null,null,null,null,"dm:ClassOfFunctionalObject"]
["FunctionalObject",null,null,null,null,"AERATOR",null,null,null,null,null,"rdl:RDS16765704",null,"An <AERATOR> is a <FunctionalObject> that has a capability of <AERATING>",null,null,null,null,null,"dm:ClassOfFunctionalObject"]
["FunctionalObject",null,null,null,null,"AIR HANDLER",null,null,null,null,null,"rdl:RDS2222090",null,"An <AIR HANDLER> is a <FunctionalObject> that is capable of <HANDLING AIR>",null,null,null,null,null,"dm:ClassOfFunctionalObject"]
["FunctionalObject",null,null,null,null,"AMPLIFIER",null,null,null,null,null,"rdl:RDS986894",null,"An <AMPLIFIER> is a <FunctionalObject> that is capable of <AMPLIFYING> an input to a more powerful output",null,null,null,null,null,"dm:ClassOfFunctionalObject"]
["AMPLIFIER",null,null,null,null,null,"SIGNAL AMPLIFIER",null,null,null,null,null,"rdl:RDS1317213911",null,"A <SIGNAL AMPLIFIER> is an <AMPLIFIER> for a <SIGNAL>",null,null,null,null,null,"dm:ClassOfFunctionalObject"]
["FunctionalObject",null,null,null,null,"APPROVER",null,null,null,null,null,"rdl:RDS2220902",null,"An <APPROVER> is a <FunctionalObject> that has the capability of <APPROVING> to specified rules",null,null,null,null,null,"dm:ClassOfFunctionalObject"]
["FunctionalObject",null,null,null,null,"ARRESTOR",null,null,null,null,null,"rdl:RDS941719801",null,"An <ARRESTOR> is a <FunctionalObject> that has a capability of <ARRESTING>",null,null,null,null,null,"dm:ClassOfFunctionalObject"]
["FunctionalObject",null,null,null,null,"ATOMISER",null,null,null,null,null,"rdl:RDS11281676",null,"An <ATOMISER> is a <FunctionalObject> that has the capability of <ATOMISING>",null,null,null,null,null,"dm:ClassOfFunctionalObject"]
["FunctionalObject",null,null,null,null,"AUTHOR(function)",null,null,null,null,null,"rdl:RDS13103720",null,"An <AUTHOR(function)> is a <FunctionalObject> that is capable of <AUTHORING>",null,null,null,null,null,"dm:ClassOfFunctionalObject"]
["FunctionalObject",null,null,null,null,"BALANCER",null,null,null,null,null,"rdl:RDS2222091",null,"A <BALANCER> is a <FunctionalObject> that is capable of <BALANCING> some phenomenum",null,null,null,null,null,"dm:ClassOfFunctionalObject"]
["FunctionalObject",null,null,null,null,"BENDER",null,null,null,null,null,"rdl:RDS2229069",null,"A <BENDER> is a <FunctionalObject> that is capable of <BENDING> something",null,null,null,null,null,"dm:ClassOfFunctionalObject"]
["BENDER","MACHINE",null,null,null,null,"BENDING MACHINE",null,null,null,null,null,"rdl:RDS2225042",null,"A <PIPE BENDING MACHINE> is a <MACHINE> and a <BENDER> that is capable of <BENDING> something",null,null,null,null,null,"dm:ClassOfFunctionalObject"]
["BENDER",null,null,null,null,null,"PIPE BENDER",null,null,null,null,null,"rdl:RDS2229070",null,"A <PIPE BENDER> is a <BENDER> that is capable of <BENDING> a <PIPE>",null,null,null,null,null,"dm:ClassOfFunctionalObject"]
["FunctionalObject",null,null,null,null,"BLOCKER",null,null,null,null,null,"rdl:RDS2222092",null,"A <BLOCKER> is a <FunctionalObject> that is capable of <BLOCKING>",null,null,null,null,null,"dm:ClassOfFunctionalObject"]
["BLOCKER","DIVIDER(separator)",null,null,null,null,"BARRIER",null,null,null,null,null,"rdl:RDS7906727",null,"A <BARRIER> is a <DIVIDER> and a <BLOCKER> against passage",null,null,null,null,null,"dm:ClassOfFunctionalObject"]
["BLOCKER","FLUID REGULATOR",null,null,null,null,"SLUICE",null,null,null,null,null,"rdl:RDS11588635",null,"An <SLUICE> is a <BLOCKER> and a <FLUID REGULATOR> that is a channel for a fluid to flow through, fitted with a valve or gate for stopping or regulating flow",null,null,null,null,null,"dm:ClassOfFunctionalObject"]
["FunctionalObject",null,null,null,null,"BLOWER",null,null,null,null,null,"rdl:RDS417149",null,"A <BLOWER> is a <FunctionalObject> that is capable of <BLOWING> a medium volume flow",null,null,null,null,null,"dm:ClassOfFunctionalObject"]
["FunctionalObject",null,null,null,null,"BRAKE",null,null,null,null,null,"rdl:RDS5765184",null,"A <BRAKE> is a <FunctionalObject> that has the capability of <BRAKING>",null,null,null,null,null,"dm:ClassOfFunctionalObject"]
["FunctionalObject",null,null,null,null,"BREATHER",null,null,null,null,null,"rdl:RDS281024",null,"A <BREATHER> is a <FunctionalObject> that is capable of <BREATHING>",null,null,null,null,null,"dm:ClassOfFunctionalObject"]
["BREATHER","DEHYDRATOR",null,null,null,null,"DEHYDRATING BREATHER",null,null,null,null,null,"rdl:RDS866969",null,"A <DEHYDRATING BREATHER> is a <BREATHER> and a <DEHYDRATOR>, that prevents moisture being drawn into an item or equipment",null,null,null,null,null,"dm:ClassOfFunctionalObject"]
["FunctionalObject",null,null,null,null,"BRIDGE",null,null,null,null,null,"rdl:RDS289304",null,"A <BRIDGE> is a <FunctionalObject> spanning from one position in space to an other giving communication across an obstacle",null,null,null,null,null,"dm:ClassOfFunctionalObject"]
["FunctionalObject",null,null,null,null,"BURNER",null,null,null,null,null,"rdl:RDS284399",null,"A <BURNER> is a <FunctionalObject> that is intended to release thermal energy by burning a combustible mixture",null,null,null,null,null,"dm:ClassOfFunctionalObject"]
["BURNER",null,null,null,null,null,"FLARE",null,null,null,null,null,"rdl:RDS1324083741",null,"A <FLARE> is a <BURNER> that has a capability of <FLARING>",null,null,null,null,null,"dm:ClassOfFunctionalObject"]
["FunctionalObject",null,null,null,null,"BUYER(function)",null,null,null,null,null,"rdl:RDS501476731",null,"A <BUYER(function)> is a <FunctionalObject> that has the capability of <BUYING>",null,null,null,null,null,"dm:ClassOfFunctionalObject"]
["FunctionalObject",null,null,null,null,"CABLE ENTRY",null,null,null,null,null,"rdl:RDS1459103321",null,"A <CABLE ENTRY> is a <FunctionalObject> that has a purpose to allow a <CABLE> to enter a space",null,null,null,null,null,"dm:ClassOfFunctionalObject"]
["FunctionalObject",null,null,null,null,"CARRIER",null,null,null,null,null,"rdl:RDS2181197941",null,"A <CARRIER> is a <FunctionalObject> that has a capability of <CARRYING> something",null,null,null,null,null,"dm:ClassOfFunctionalObject"]
["CARRIER",null,null,null,null,null,"FREIGHT CARRIER",null,null,null,null,null,"rdl:RDS2181194561",null,"A <FREIGHT CARRIER> is a <CARRIER> that is capable of carrying freight",null,null,null,null,null,"dm:ClassOfFunctionalObject"]
["CARRIER",null,null,null,null,null,"PERSONNEL CARRIER",null,null,null,null,null,"rdl:RDS1325753691",null,"A <PERSONNEL CARRIER> is a <CARRIER> that is intended for carrying personnel",null,null,null,null,null,"dm:ClassOfFunctionalObject"]
["CARRIER","CONTAINER",null,null,null,null,"TRANSPORTABLE CONTAINER",null,null,null,null,null,"rdl:RDS22164402859",null,"A <TRANSPORTABLE CONTAINER> is a <CARRIER>and a <CONTAINER> and that is transportable, with strength suitable to withstand shipment, storage, and handling",null,null,null,null,null,"dm:ClassOfFunctionalObject"]
["FunctionalObject",null,null,null,null,"CATALOGUE",null,null,null,null,null,"rdl:RDS7952491",null,"A <CATALOGUE> is a <FunctionalObject> containing information a systematic arrangements of enumerated items giving descriptive details, a list or register in alphabetical or other methodical order",null,null,null,null,null,"dm:ClassOfFunctionalObject"]
["FunctionalObject",null,null,null,null,"CATCHER",null,null,null,null,null,"rdl:RDS2224304",null,"A <CATCHER> is a <FunctionalObject> that is capable of <CATCHING>",null,null,null,null,null,"dm:ClassOfFunctionalObject"]
["FunctionalObject",null,null,null,null,"CERTIFICATE",null,null,null,null,null,"rdl:RDS331829",null,"A <CERTIFICATE> is a <FunctionalObject> that is an offical document that affirms some fact",null,null,null,null,null,"dm:ClassOfFunctionalObject"]
["FunctionalObject",null,null,null,null,"CERTIFIER",null,null,null,null,null,"rdl:RDS2220903",null,"A <CERTIFIER> is a <FunctionalObject> that has the capability of <CERTIFYING> to specified rules",null,null,null,null,null,"dm:ClassOfFunctionalObject"]
["FunctionalObject",null,null,null,null,"CHART",null,null,null,null,null,"rdl:RDS7952395",null,"A <CHART> is a <FunctionalObject> in which the information is exhibited in a methodical and/or tabulated form",null,null,null,null,null,"dm:ClassOfFunctionalObject"]
["FunctionalObject",null,null,null,null,"CLEAT",null,null,null,null,null,"rdl:RDS477269",null,"A <CLEAT> is a <FunctionalObject> that is a continuous metal strip, used to secure metal components",null,null,null,null,null,"dm:ClassOfFunctionalObject"]
["FunctionalObject",null,null,null,null,"CLOSURE",null,null,null,null,null,"rdl:RDS11857480",null,"A <CLOSURE> is a <FunctionalObject> that is capable of <CLOSING> something and, sometimes, <OPENING> same",null,null,null,null,null,"dm:ClassOfFunctionalObject"]
["CLOSURE",null,null,null,null,null,"RAM",null,null,null,null,null,"rdl:RDS5794280",null,"A <RAM> is a <CLOSURE> that is a closure mechanism on a blowout preventer stack; a hydraulically operated type of valve designed to close in a well as with a conventional valve or to close on tubing or drillpipe and maintaining high-pressure contact",null,null,null,null,null,"dm:ClassOfFunctionalObject"]
["CLOSURE",null,null,null,null,null,"SEAL",null,null,null,null,null,"rdl:RDS6810325",null,"A <SEAL> is a <CLOSURE> that is a device or substance that is used to join two things together so as to prevent them coming apart or to prevent anything passing between them",null,null,null,null,null,"dm:ClassOfFunctionalObject"]
["CLOSURE",null,null,null,null,null,"VALVE CLOSURE DISC",null,null,null,null,null,"rdl:RDS7465834",null,"A <VALVE CLOSURE DISC> is a <CLOSURE> that is part of a valve closure member and intended to bear against the valve seat",null,null,null,null,null,"dm:ClassOfFunctionalObject"]
["CLOSURE",null,null,null,null,null,"VALVE CLOSURE MEMBER",null,null,null,null,null,"rdl:RDS428894",null,"A <VALVE CLOSURE MEMBER> is a <CLOSURE> that is the part of a valve which is positioned in the flow stream to permit, obstruct, divert or regulate flow",null,null,null,null,null,"dm:ClassOfFunctionalObject"]
["FunctionalObject",null,null,null,null,"COATING LAYER",null,null,null,null,null,"rdl:RDS738306981",null,"A <COATING LAYER> is a <FunctionalObject> that is capable of <COATING>",null,null,null,null,null,"dm:ClassOfFunctionalObject"]
["COATING LAYER",null,null,null,null,null,"PRESERVATION COATING",null,null,null,null,null,"rdl:RDS7364951343",null,"A <PRESERVATION COATING> is a <COATING LAYER> intended for preservation purposes",null,null,null,null,null,"dm:ClassOfFunctionalObject"]
["COATING LAYER",null,null,null,null,null,"PRIMER",null,null,null,null,null,"rdl:RDS7364951356",null,"A <PRIMER> is a <COATING LAYER> that is used as a base for a main layer to improve the adhesion of the main layer",null,null,null,null,null,"dm:ClassOfFunctionalObject"]
["COATING LAYER",null,null,null,null,null,"PROTECTIVE COATING",null,null,null,null,null,"rdl:RDS1472640981",null,"A <PROTECTIVE COATING> is a <COATING LAYER> that is capable of <PROTECING> against adverse conditions",null,null,null,null,null,"dm:ClassOfFunctionalObject"]
["FunctionalObject",null,null,null,null,"COIL",null,null,null,null,null,"rdl:RDS440234",null,"A <COIL> is an <FunctionalObject> that consists of a series of concentric circles or rings in which a pliant body has been disposed",null,null,null,null,null,"dm:ClassOfFunctionalObject"]
["FunctionalObject",null,null,null,null,"COLLECTOR",null,null,null,null,null,"rdl:RDS222",null,"A <COLLECTOR> is a <FunctionalObject> that is capable of <COLLECTING>",null,null,null,null,null,"dm:ClassOfFunctionalObject"]
["FunctionalObject",null,null,null,null,"COMMISSIONER",null,null,null,null,null,"rdl:RDS2220065",null,"A <COMMISSIONER> is a <FunctionalObject> that has the capability of <COMMISSIONING>",null,null,null,null,null,"dm:ClassOfFunctionalObject"]
["FunctionalObject",null,null,null,null,"COMMUNICATIONS DEVICE",null,null,null,null,null,"rdl:RDS222203",null,"A <COMMUNICATIONS DEVICE> is an <FunctionalObject> that is a part of a <COMMUNICATION SYSTEM>",null,null,null,null,null,"dm:ClassOfFunctionalObject"]
["COMMUNICATIONS DEVICE",null,null,null,null,null,"RADIO",null,null,null,null,null,"rdl:RDS13610435",null,"A <RADIO> is a <COMMUNICATIONS DEVICE> for the transmission and/or reception of electromagnetic waves of radio frequency, especially those carrying sound messages",null,null,null,null,null,"dm:ClassOfFunctionalObject"]
["COMMUNICATIONS DEVICE","TRANSMITTER",null,null,null,null,"TELECOMMUNICATIONS TRANSMITTER",null,null,null,null,null,"rdl:RDS1299907791",null,"A <TELECOMMUNICATIONS TRANSMITTER> is a <COMMUNICATIONS DEVICE> and a <TRANSMITTER> that, usually with the aid of an antenna, propagates an electromagnetic signal such as radio, television, or other telecommunications",null,null,null,null,null,"dm:ClassOfFunctionalObject"]
["TELECOMMUNICATIONS TRANSMITTER","TRANSCEIVER",null,null,null,null,null,"RADIO TRANSCEIVER",null,null,null,null,null,"rdl:RDS5768615",null,"A <RADIO TRANSCEIVER> is a <TELECOMMUNICATIONS TRANSMITTER> and a <TRANSCEIVER> which has the methods of signalling through space, without connecting wires",null,null,null,null,null,"dm:ClassOfFunctionalObject"]
["TELECOMMUNICATIONS TRANSMITTER",null,null,null,null,null,null,"RADIO WAVE TRANSMITTER",null,null,null,null,null,"rdl:RDS1469987281",null,"A <RADIO WAVE TRANSMITTER> is a <TELECOMMUNICATIONS TRANSMITTER> that emits radio waves",null,null,null,null,null,"dm:ClassOfFunctionalObject"]
["COMMUNICATIONS DEVICE",null,null,null,null,null,"TELEPHONE",null,null,null,null,null,"rdl:RDS5779644",null,"A <TELEPHONE> is a <COMMUNICATIONS DEVICE> that converts sound signals into corresponding variations of electric current (or potential), which is transmitted by wire or radio to a distant point where it is reconverted into sound",null,null,null,null,null,"dm:ClassOfFunctionalObject"]
["COMMUNICATIONS DEVICE","SWITCHBOARD",null,null,null,null,"TELEPHONE SWITCHBOARD",null,null,null,null,null,"rdl:RDS5762605",null,"A <TELEPHONE SWITCHBOARD> is a <SWITCHBOARD> and a <COMMUNICATIONS DEVICE> intended to connect and direct traffic between internal and externat telephone lines",null,null,null,null,null,"dm:ClassOfFunctionalObject"]
["COMMUNICATIONS DEVICE",null,null,null,null,null,"TRANSCEIVER",null,null,null,null,null,"rdl:RDS5768525",null,"A <TRANSCEIVER> is a <COMMUNICATIONS DEVICE> that can both transmit and receive communications",null,null,null,null,null,"dm:ClassOfFunctionalObject"]
["FunctionalObject",null,null,null,null,"COMPACTOR",null,null,null,null,null,"rdl:RDS2229075",null,"A <COMPACTOR> is a <FunctionalObject> that is capable of <COMPACTING> something",null,null,null,null,null,"dm:ClassOfFunctionalObject"]
["COMPACTOR","MACHINE",null,null,null,null,"WASTE COMPACTOR",null,null,null,null,null,"rdl:RDS2184647721",null,"A <WASTE COMPACTOR> is a <MACHINE> and a <COMPACTOR> that is used to compact waste material",null,null,null,null,null,"dm:ClassOfFunctionalObject"]
["FunctionalObject",null,null,null,null,"COMPENSATOR",null,null,null,null,null,"rdl:RDS1280084541",null,"A <COMPENSATOR> is a <FunctionalObject> that has a capability of <COMPENSATING> for axial or radial movement between two elements that is connected",null,null,null,null,null,"dm:ClassOfFunctionalObject"]
["FunctionalObject",null,null,null,null,"COMPRESSOR",null,null,null,null,null,"rdl:RDS14286497",null,"A <COMPRESSOR> is a <FunctionalObject> that is driven by a prime mover by which energy is either constantly or periodically added to an amount of gas in order to increase its pressure",null,null,null,null,null,"dm:ClassOfFunctionalObject"]
["FunctionalObject",null,null,null,null,"COMPUTER",null,null,null,null,null,"rdl:RDS5761762",null,"A <COMPUTER> is a <FunctionalObject> that is capable of <COMPUTING>",null,null,null,null,null,"dm:ClassOfFunctionalObject"]
["FunctionalObject",null,null,null,null,"COMPUTER DATA STORAGE",null,null,null,null,null,"rdl:RDS1318316551",null,"A <COMPUTER DATA STORAGE> is a <FunctionalObject> that has the capability of <STORING> digital data used for computing for some time",null,null,null,null,null,"dm:ClassOfFunctionalObject"]
["COMPUTER DATA STORAGE",null,null,null,null,null,"DATA HISTORIAN",null,null,null,null,null,"rdl:RDS1317976191",null,"A <DATA HISTORIAN> is a <COMPUTER DATA STORAGE> intended to capture and store large amounts of real-time data from the continuous data stream generated on the shop floor or other process related devices in a database for future analysis",null,null,null,null,null,"dm:ClassOfFunctionalObject"]
["FunctionalObject",null,null,null,null,"CONDITIONER",null,null,null,null,null,"rdl:RDS2220128",null,"A <CONDITIONER> is a <FunctionalObject> that has a capability of <CONDITIONING> something",null,null,null,null,null,"dm:ClassOfFunctionalObject"]
["CONDITIONER",null,null,null,null,null,"AIR CONDITIONER",null,null,null,null,null,"rdl:RDS780950441",null,"An <AIR CONDITIONER> is a <CONDITIONER> that has a capability of <CONDITIONING> air to a specified quality",null,null,null,null,null,"dm:ClassOfFunctionalObject"]
["AIR CONDITIONER","HEATING SYSTEM","SYSTEM","VENTILATION SYSTEM",null,null,null,"HVAC SYSTEM",null,null,null,null,null,"rdl:RDS2229061",null,"An <HVAC SYSTEM> is a <SYSTEM> and a <HEATING SYSTEM> and a <VENTILATION SYSTEM> and an <AIR CONDITIONER>",null,null,null,null,null,"dm:ClassOfFunctionalObject"]
["FunctionalObject",null,null,null,null,"CONDUCTOR",null,null,null,null,null,"rdl:RDS778284581",null,"A <CONDUCTOR> is a <FunctionalObject> that has a capability of <CONDUCTING> something",null,null,null,null,null,"dm:ClassOfFunctionalObject"]
["CONDUCTOR","SYSTEM",null,null,null,null,"CABLE CONDUCTING SYSTEM",null,null,null,null,null,"rdl:RDS2223050",null,"A <CABLE CONDUCTING SYSTEM> is a <SYSTEM> and a <CONDUCTOR> that is used used to protect and route electrical wiring or cables in a building or nonbuilding structure",null,null,null,null,null,"dm:ClassOfFunctionalObject"]
["CABLE CONDUCTING SYSTEM",null,null,null,null,null,null,"CABLE LADDER SYSTEM",null,null,null,null,null,"rdl:RDS2223052",null,"A <CABLE LADDER SYSTEM> is a <CABLE CONDUCTOR SYSTEM> that uses ladder-type sections",null,null,null,null,null,"dm:ClassOfFunctionalObject"]
["CABLE CONDUCTING SYSTEM",null,null,null,null,null,null,"CABLE TRAY SYSTEM",null,null,null,null,null,"rdl:RDS2223053",null,"A <CABLE TRAY SYSTEM> is a <CABLE CONDUCTOR SYSTEM> that uses tray-type sections",null,null,null,null,null,"dm:ClassOfFunctionalObject"]
["CABLE CONDUCTING SYSTEM",null,null,null,null,null,null,"CABLE TROUGH SYSTEM",null,null,null,null,null,"rdl:RDS2223054",null,"A <CABLE TROUGH SYSTEM> is a <CABLE CONDUCTOR SYSTEM> that uses trough-type sections",null,null,null,null,null,"dm:ClassOfFunctionalObject"]
["CABLE CONDUCTING SYSTEM",null,null,null,null,null,null,"CABLE TRUNK SYSTEM",null,null,null,null,null,"rdl:RDS484514",null,"A <CABLE TRUNK SYSTEM> is a <CABLE CONDUCTOR SYSTEM> of closed enclosure comprising a base with a removable cover, intended for the complete surrounding of insulated conductors, cables, cords and/or for the accommodation of other electric equipment including information technology equipment",null,null,null,null,null,"dm:ClassOfFunctionalObject"]
["CABLE CONDUCTING SYSTEM",null,null,null,null,null,null,"ELECTRICAL CONDUIT SYSTEM",null,null,null,null,null,"rdl:RDS2223051",null,"An <ELECTRICAL CONDUIT SYSTEM> is a <CABLE CONDUCTOR SYSTEM> that uses tube-type sections",null,null,null,null,null,"dm:ClassOfFunctionalObject"]
["CONDUCTOR","ELECTRICAL ELEMENT",null,null,null,null,"ELECTRICAL CONDUCTOR",null,null,null,null,null,"rdl:RDS7782845814",null,"An <ELECTRICAL CONDUCTOR> is a <CONDUCTOR> that is capable of <CONDUCTIONG> electrical currents",null,null,null,null,null,"dm:ClassOfFunctionalObject"]
["ELECTRICAL CONDUCTOR",null,null,null,null,null,null,"ELECTRICAL SIGNAL CONDUCTOR",null,null,null,null,null,"rdl:RDS7782845837",null,"An <ELECTRICAL SIGNAL CONDUCTOR> is an <ELECTRICAL CONDUCTOR> that has a capability of <CONDUCTING> an <ELECTRICAL SIGNAL>",null,null,null,null,null,"dm:ClassOfFunctionalObject"]
["CONDUCTOR",null,null,null,null,null,"FLUID CONDUCTOR",null,null,null,null,null,"rdl:RDS778336331",null,"A <FLUID CONDUCTOR> is a <CONDUCTOR> that has a capability of <CONDUCTING> <FLUID>s from one location to another",null,null,null,null,null,"dm:ClassOfFunctionalObject"]
["FLUID CONDUCTOR",null,null,null,null,null,null,"FLUME",null,null,null,null,null,"rdl:RDS648629",null,"A <FLUME> is a <FLUID CONDUCTOR> that is an open channel or lane for leading a medium from one location to another",null,null,null,null,null,"dm:ClassOfFunctionalObject"]
["FLUID CONDUCTOR",null,null,null,null,null,null,"FUNNEL",null,null,null,null,null,"rdl:RDS6689917",null,"A <FUNNEL> is a <FLUID CONDUCTOR> that is a hollow cone with a tube extending from the smaller end and that is designed to catch and direct a downward flow",null,null,null,null,null,"dm:ClassOfFunctionalObject"]
["FLUID CONDUCTOR","FLUID TRANSPORTER",null,null,null,null,null,"HEAT PIPE",null,null,null,null,null,"rdl:RDS14069890",null,"A <HEAT PIPE> is a <FLUID CONDUCTOR> and a <FLUID TRANSPORTER> that is transfering heat from one medium to another, e.g. from flue gas to water in a fired-tube boiler",null,null,null,null,null,"dm:ClassOfFunctionalObject"]
["FLUID CONDUCTOR",null,null,null,null,null,null,"HYDRANT",null,null,null,null,null,"rdl:RDS485684",null,"A <HYDRANT> is a <FLUID CONDUCTOR> that consists of an upright pipe with valves and hose connectors from which water can be drawn and discharged",null,null,null,null,null,"dm:ClassOfFunctionalObject"]
["FIRE EXTINGUISHING DEVICE","HYDRANT",null,null,null,null,null,null,"FIRE HYDRANT",null,null,null,null,null,"rdl:RDS301094",null,"A <FIRE HYDRANT> is a <HYDRANT> where hoses can be connected for drawing water for fire fighting",null,null,null,null,null,"dm:ClassOfFunctionalObject"]
["ARTEFACT","FLUID CONDUCTOR","SERVICE LINE",null,null,null,null,"HYDRAULIC FLUID LINE",null,null,null,null,null,"rdl:RDS16553823",null,"A <HYDRAULIC FLUID LINE> is an <ARTEFACT> and a <FLUID CONDUCTOR> and a <SERVICE LINE> intended for transport of hydraulic pressure fluid",null,null,null,null,null,"dm:ClassOfFunctionalObject"]
["FLUID CONDUCTOR",null,null,null,null,null,null,"INJECTION FLUID LINE",null,null,null,null,null,"rdl:RDS16553868",null,"An <INJECTION FLUID LINE> is a <FLUID CONDUCTOR> intended for transport of injection fluid",null,null,null,null,null,"dm:ClassOfFunctionalObject"]
["FLUID CONDUCTOR",null,null,null,null,null,null,"PIPE",null,null,null,null,null,"rdl:RDS421199",null,"A <PIPE> is a <FLUID CONDUCTOR> that is a long tube or hollow body intended for conduction of liquid, gaseous or finely divided solid materials, or used for structural purposes",null,null,null,null,null,"dm:ClassOfFunctionalObject"]
["CONTINOUS FLUID TRANSPORTER","FLUID CONDUCTOR",null,null,null,null,null,"PIPELINE",null,null,null,null,null,"rdl:RDS275399",null,"A <PIPELINE> is a <FLUID CONDUCTOR> and a <CONTINUOUS FLUID TRANSPORTER> that consists of pipe, possibly also including pumps, valves, and control devices, intended for conveying liquids, gases, or finely divided solids",null,null,null,null,null,"dm:ClassOfFunctionalObject"]
["FLUID CONDUCTOR","SEGMENT",null,null,null,null,null,"PIPING NETWORK SEGMENT",null,null,null,null,null,"rdl:RDS267704",null,"A <PIPING NETWORK SEGMENT> is a <FLUID CONDUCTOR> and a <SEGMENT> of a <PIPING NETWORK SYSTEM> that is piping limited by a Node and a Break, Node and Connector, two Nodes, two Breaks, two Connectors or a Break and a Connector. The last five providing there are no Breaks or Connectors in between. In the last three cases the Segment will coincide with a Piping Branch",null,null,null,null,null,"dm:ClassOfFunctionalObject"]
["ARTEFACT","FLUID CONDUCTOR","FLUID TRANSPORTER",null,null,null,null,"RISER",null,null,null,null,null,"rdl:RDS414809",null,"A <RISER> is an <ARTEFACT> and a <FLUID CONDUCTOR> and a <FLUID TRANSPORTER> that is a vertical or near vertical pipe for the upward flow of liquid or gas",null,null,null,null,null,"dm:ClassOfFunctionalObject"]
["FLUID CONDUCTOR","FLUID TRANSPORTER",null,null,null,null,null,"SERVICE LINE",null,null,null,null,null,"rdl:RDS13266082",null,"A <SERVICE LINE> is a <FLUID CONDUCTOR> and a <FLUID TRANSPORTER> that can carry services such as power, communications, control and material between two designated points",null,null,null,null,null,"dm:ClassOfFunctionalObject"]
["ARTEFACT","CONDUCTOR",null,null,null,null,"HEAT CONDUCTOR",null,null,null,null,null,"rdl:RDS7782845826",null,"A <HEAT CONDUCTOR> is a <CONDUCTOR> that has a capability of <CONDUCTING> heat",null,null,null,null,null,"dm:ClassOfFunctionalObject"]
["ARTEFACT","CONDUCTOR",null,null,null,null,"SIGNAL CONDUCTOR",null,null,null,null,null,"rdl:RDS2220116",null,"A <SIGNAL CONDUCTOR> is a <CONDUCTOR> that has a capability of <CONDUCTING> a <SIGNAL>",null,null,null,null,null,"dm:ClassOfFunctionalObject"]
["FunctionalObject",null,null,null,null,"CONDUCTOR OF CABLES",null,null,null,null,null,"rdl:RDS1049223121",null,"A <CONDUCTOR OF CABLES> is a <FunctionalObject> that has a capability of <CONDUCTING> cables or wires",null,null,null,null,null,"dm:ClassOfFunctionalObject"]
["FunctionalObject",null,null,null,null,"CONNECTION POINT",null,null,null,null,null,"rdl:RDS900680641",null,"A <CONNECTION POINT> is a <FunctionalObject> that has the purpose of <ENABLING> a connection of something to the possessor of that <CONNECTION POINT>",null,null,null,null,null,"dm:ClassOfFunctionalObject"]
["CONNECTION POINT",null,null,null,null,null,"FIRST END CONNECTION",null,null,null,null,null,"rdl:RDS17611180",null,"A <FIRST END CONNECTION> is a <CONNECTION POINT> that is, in the Oil &amp; Gas domain, made at the initiation of the installation process",null,null,null,null,null,"dm:ClassOfFunctionalObject"]
["CONNECTION POINT",null,null,null,null,null,"FLUID CONNECTION POINT",null,null,null,null,null,"rdl:RDS1442408511",null,"A <FLUID CONNECTION POINT> is a <CONNECTION POINT> that is allowing for fluid connections",null,null,null,null,null,"dm:ClassOfFunctionalObject"]
["FLUID CONNECTION POINT",null,null,null,null,null,null,"PROCESS CONNECTION POINT",null,null,null,null,null,"rdl:RDS1442382761",null,"A <PROCESS CONNECTION POINT> is a <FLUID CONNECTION POINT> that is allowing for process connections",null,null,null,null,null,"dm:ClassOfFunctionalObject"]
["CONNECTION POINT",null,null,null,null,null,"INSTRUMENT CONNECTION",null,null,null,null,null,"rdl:RDS1465033531",null,"An <INSTRUMENT CONNECTION> is a <CONNECTION POINT> that is allowing for instrument connections",null,null,null,null,null,"dm:ClassOfFunctionalObject"]
["CONNECTION POINT",null,null,null,null,null,"SAMPLE CONNECTION POINT",null,null,null,null,null,"rdl:RDS1300707121",null,"A <SAMPLE CONNECTION POINT> is a <CONNECTION POINT> that is allowing for sample connections",null,null,null,null,null,"dm:ClassOfFunctionalObject"]
["CONNECTION POINT",null,null,null,null,null,"SECOND END CONNECTION",null,null,null,null,null,"rdl:RDS17611276",null,"A <SECOND END CONNECTION> is a <CONNECTION POINT> that is, in the Oil &amp; Gas domain, made at the enf of the installation process",null,null,null,null,null,"dm:ClassOfFunctionalObject"]
["FunctionalObject",null,null,null,null,"CONNECTOR",null,null,null,null,null,"rdl:RDS17601997",null,"A <CONNECTOR> is a <FunctionalObject> that has the capability of <CONNECTING>",null,null,null,null,null,"dm:ClassOfFunctionalObject"]
["CONNECTOR",null,null,null,null,null,"CABLE(mechanical)",null,null,null,null,null,"rdl:RDS2229989",null,"A <CABLE(mechanical)> is a <CONNECTOR> that is a rope of wires or hemp used for construction, mooring ships, or towing vehicles",null,null,null,null,null,"dm:ClassOfFunctionalObject"]
["CONNECTOR",null,null,null,null,null,"ELECTRICAL CONNECTOR",null,null,null,null,null,"rdl:RDS860534",null,"An <ELECTRICAL CONNECTOR> is a <CONNECTOR> for holding two parts of <ELECTRICAL CONDUCTOR> in intimate contact",null,null,null,null,null,"dm:ClassOfFunctionalObject"]
["CONNECTOR","FLUID SPLITTER",null,null,null,null,"PIPING NETWORK BRANCH",null,null,null,null,null,"rdl:RDS267659",null,"A <PIPING NETWORK BRANCH> is a <CONNECTOR> and a <FLUID SPLITTER> connecting piping network connections, terminators and units",null,null,null,null,null,"dm:ClassOfFunctionalObject"]
["CONNECTOR","NODE",null,null,null,null,"PIPING NETWORK CONNECTOR",null,null,null,null,null,"rdl:RDS270989",null,"A <PIPING NETWORK CONNECTOR> is a <CONNECTOR> and a <NODE> that is connecting three or more piping network branches",null,null,null,null,null,"dm:ClassOfFunctionalObject"]
["CONNECTOR",null,null,null,null,null,"TERMINATION HEAD",null,null,null,null,null,"rdl:RDS16553598",null,"A <TERMINATION HEAD> is a <CONNECTOR> that is attached to an end of a pipeline or umbilical and having means for handling and connection",null,null,null,null,null,"dm:ClassOfFunctionalObject"]
["FunctionalObject",null,null,null,null,"CONTAINER",null,null,null,null,null,"rdl:RDS898262151",null,"A <CONTAINER> is a <FunctionalObject> that has the capability of <CONTAINING>",null,null,null,null,null,"dm:ClassOfFunctionalObject"]
["CONTAINER","MIXER",null,null,null,null,"FLARE MIXING CONE",null,null,null,null,null,"rdl:RDS2222922",null,"A <FLARE MIXING CONE> is a <CONTAINER> and a <MIXER> of conical shape being a part of a <FLARE TIP> designed to mix the gas emitted from a process with air to ensure complete combustion",null,null,null,null,null,"dm:ClassOfFunctionalObject"]
["CONTAINER",null,null,null,null,null,"FLUID CONTAINER",null,null,null,null,null,"rdl:RDS898290191",null,"A <FLUID CONTAINER> is a <CONTAINER> that has the capability of <CONTAINING> fluids, e.g. gases, liquids and fluidized solids",null,null,null,null,null,"dm:ClassOfFunctionalObject"]
["FLUID CONTAINER",null,null,null,null,null,null,"ATMOSPHERIC FLUID CONTAINER",null,null,null,null,null,"rdl:RDS898348441",null,"An <ATMOSPHERIC FLUID CONTAINER> is a <FLUID CONTAINER> that has the capability of <CONTAINING> a <FLUID> under atmospheric pressure",null,null,null,null,null,"dm:ClassOfFunctionalObject"]
["ATMOSPHERIC FLUID CONTAINER",null,null,null,null,null,null,null,"ATMOSPHERIC LIQUID CONTAINER",null,null,null,null,null,"rdl:RDS898924321",null,"An <ATMOSPHERIC LIQUID CONTAINER> is an <ATMOSPHERIC FLUID CONTAINER> that has the capability of <CONTAINING> a <LIQUID>",null,null,null,null,null,"dm:ClassOfFunctionalObject"]
["ATMOSPHERIC LIQUID CONTAINER",null,null,null,null,null,null,null,null,"BATH",null,null,null,null,null,"rdl:RDS11590165",null,"A <BATH> is an <ATMOSPHERIC LIQUID CONTAINER> that is a receptacle that can hold <LIQUID>",null,null,null,null,null,"dm:ClassOfFunctionalObject"]
["ATMOSPHERIC FLUID CONTAINER",null,null,null,null,null,null,null,"ATMOSPHERIC OPEN FLUID CONTAINER",null,null,null,null,null,"rdl:RDS898952861",null,"An <ATMOSPHERIC OPEN FLUID CONTAINER> is an <ATMOSPHERIC FLUID CONTAINER> that has the capability of<CONTAINING> a <FLUID COMPOUND> that is open",null,null,null,null,null,"dm:ClassOfFunctionalObject"]
["ATMOSPHERIC OPEN FLUID CONTAINER",null,null,null,null,null,null,null,null,"BATH TUB",null,null,null,null,null,"rdl:RDS296054",null,"A <BATH TUB> is an <ATMOSPHERIC OPEN FLUID CONTAINER> where it is possible for a human to take a bath",null,null,null,null,null,"dm:ClassOfFunctionalObject"]
["ATMOSPHERIC OPEN FLUID CONTAINER",null,null,null,null,null,null,null,null,"BIDET",null,null,null,null,null,"rdl:RDS296099",null,"A <BIDET> is an <ATMOSPHERIC OPEN FLUID CONTAINER> that is a low basin which you can fill with water and sit on to wash one&#39;s bottom",null,null,null,null,null,"dm:ClassOfFunctionalObject"]
["ATMOSPHERIC FLUID CONTAINER","SILO",null,null,null,null,null,null,"DOME ROOF SILO",null,null,null,null,null,"rdl:RDS298529",null,"A <DOME ROOF SILO> is a <SILO> and an <ATMOSPHERIC FLUID CONTAINER> with a dome roof",null,null,null,null,null,"dm:ClassOfFunctionalObject"]
["ATMOSPHERIC FLUID CONTAINER",null,null,null,null,null,null,null,"DRAIN BOX",null,null,null,null,null,"rdl:RDS298844",null,"A <DRAIN BOX> is an <ATMOSPHERIC FLUID CONTAINER> that is a receiver of drained liquid",null,null,null,null,null,"dm:ClassOfFunctionalObject"]
["ATMOSPHERIC FLUID CONTAINER",null,null,null,null,null,null,null,"SINK",null,null,null,null,null,"rdl:RDS310994",null,"A <SINK> is an <ATMOSPHERIC FLUID CONTAINER> that is a basin or receptacle made of stone, metal, or other material, and having a pipe attached for the escape of liquid to a drain, etc",null,null,null,null,null,"dm:ClassOfFunctionalObject"]
["FLUID CONTAINER",null,null,null,null,null,null,"BASIN",null,null,null,null,null,"rdl:RDS369980101",null,"A <BASIN> is a <FLUID CONTAINER>, intended to store liquid or solid material partly or totally below grade and that is typically open",null,null,null,null,null,"dm:ClassOfFunctionalObject"]
["FLUID CONTAINER",null,null,null,null,null,null,"BOTTLE",null,null,null,null,null,"rdl:RDS5766501",null,"A <BOTTLE> is a <FLUID CONTAINER> that is rigid and transportable having one comparatively narrow inlet/outlet",null,null,null,null,null,"dm:ClassOfFunctionalObject"]
["FLUID CONTAINER",null,null,null,null,null,null,"BUCKET",null,null,null,null,null,"rdl:RDS8180122",null,"A <BUCKET> is a <FLUID CONTAINER> and a shape of a cylindrical container for scooping up and/or holding liquids or solids",null,null,null,null,null,"dm:ClassOfFunctionalObject"]
["FLUID CONTAINER",null,null,null,null,null,null,"ENCLOSED FLUID CONTAINER",null,null,null,null,null,"rdl:RDS1416707631",null,"An <ENCLOSED FLUID CONTAINER> is a <FLUID CONTAINER> that has the capability of <CONTAINING> a <FLUID> in a space that is not open to the surroundings, i.e. the content can not get in contact with the surroundings",null,null,null,null,null,"dm:ClassOfFunctionalObject"]
["FLUID CONTAINER",null,null,null,null,null,null,"FLUID SPLITTER",null,null,null,null,null,"rdl:RDS903191211",null,"A <FLUID SPLITTER> is a <FLUID CONTAINER> that has a capability of <SPLITTING> a stream",null,null,null,null,null,"dm:ClassOfFunctionalObject"]
["FLUID CONTAINER",null,null,null,null,null,null,"FLUID STORAGE",null,null,null,null,null,"rdl:RDS905771791",null,"A <FLUID STORAGE> is a <FLUID CONTAINER> that has the capability of <STORING> <FLUID>s",null,null,null,null,null,"dm:ClassOfFunctionalObject"]
["FLUID CONTAINER","TRANSPORTER",null,null,null,null,null,"FLUID TRANSPORTER",null,null,null,null,null,"rdl:RDS277784",null,"A <FLUID TRANSPORTER> is a <TRANSPORTER> and a <FLUID CONTAINER> intended to transport substances that behaves as <FLUID> from one unit of operation to another without the intention of altering the <FLUID> composition, flow rate or state",null,null,null,null,null,"dm:ClassOfFunctionalObject"]
["BATCH TRANSPORTER","FLUID TRANSPORTER",null,null,null,null,null,null,"BATCH FLUID TRANSPORTER",null,null,null,null,null,"rdl:RDS2195923211",null,"A <FLUID TRANSPORTER> and a <BATCH TRANSPORTER> for transport of discrete volumes of fluids",null,null,null,null,null,"dm:ClassOfFunctionalObject"]
["CLOSED TRANSPORTER","FLUID TRANSPORTER",null,null,null,null,null,null,"CLOSED FLUID TRANSPORTER",null,null,null,null,null,"rdl:RDS900945211",null,"A <CLOSED FLUID TRANSPORTER> is a <FLUID TRANSPORTER>in which the transported <FLUID> is not exposed to atmosphere",null,null,null,null,null,"dm:ClassOfFunctionalObject"]
["CLOSED FLUID TRANSPORTER",null,null,null,null,null,null,null,null,"FEEDER",null,null,null,null,null,"rdl:RDS300644",null,"A <FEEDER> is a <CLOSED FLUID TRANSPORTER> that is a gathering line tied into a trunk line",null,null,null,null,null,"dm:ClassOfFunctionalObject"]
["CLOSED FLUID TRANSPORTER","CONTINOUS FLUID TRANSPORTER",null,null,null,null,null,null,null,"MANIFOLD",null,null,null,null,null,"rdl:RDS903171211",null,"A <MANIFOLD> is a <CLOSED FLUID TRANSPORTER> and a <CONTINUOUS FLUID TRANSPORTER> that contains a chamber with several openings",null,null,null,null,null,"dm:ClassOfFunctionalObject"]
["CLOSED FLUID TRANSPORTER",null,null,null,null,null,null,null,null,"POSITIVE DISPLACEMENT FLUID TRANSPORTER",null,null,null,null,null,"rdl:RDS900574241",null,"A <POSITIVE DISPLACEMENT FLUID TRANSPORTER> is a <FLUID TRANSPORTER> that supports transport based on positive displacement transport of substance",null,null,null,null,null,"dm:ClassOfFunctionalObject"]
["CLOSED FLUID TRANSPORTER",null,null,null,null,null,null,null,null,"SIPHON",null,null,null,null,null,"rdl:RDS311084",null,"A <SIPHON> is a <CLOSED FLUID TRANSPORTER>that is a a tube used to convey liquid upwards from a reservoir and then down to a lower level of its own accord. Once the liquid has been forced into the tube, typically by suction or immersion, flow continues unaided",null,null,null,null,null,"dm:ClassOfFunctionalObject"]
["FLUID TRANSPORTER",null,null,null,null,null,null,null,"CONTINOUS FLUID TRANSPORTER",null,null,null,null,null,"rdl:RDS283409",null,"A <CONTINOUS FLUID TRANSPORTER> is a <FLUID TRANSPORTER> that allows for continous transport of a <FLUID>",null,null,null,null,null,"dm:ClassOfFunctionalObject"]
["CONTINOUS FLUID TRANSPORTER",null,null,null,null,null,null,null,null,"PROCESS LINE",null,null,null,null,null,"rdl:RDS2196105651",null,"A <PROCESS LINE> is a <FLUID CONDUCTOR> and a <CONTINUOUS FLUID TRANSPORTER>that is intended to provide transport capabilities for fluids within a process plant",null,null,null,null,null,"dm:ClassOfFunctionalObject"]
["FLUID TRANSPORTER",null,null,null,null,null,null,null,"DYNAMIC FLUID TRANSPORTER",null,null,null,null,null,"rdl:RDS279629",null,"A <DYNAMIC FLUID TRANSPORTER> is a <FLUID TRANSPORTER> that supports dynamic <FLUID> transport, i.e. <FLUID> transport where the flow of <FLUID> is varying by time",null,null,null,null,null,"dm:ClassOfFunctionalObject"]
["FLUID TRANSPORTER",null,null,null,null,null,null,null,"GAS TRANSPORTER",null,null,null,null,null,"rdl:RDS283319",null,"A <GAS TRANSPORTER> is a <FLUID TRANSPORTER> that allows for the transport of a <GAS>",null,null,null,null,null,"dm:ClassOfFunctionalObject"]
["FLUID TRANSPORTER",null,null,null,null,null,null,null,"LIQUID TRANSPORTER",null,null,null,null,null,"rdl:RDS283364",null,"A <LIQUID TRANSPORTER> is a <FLUID TRANSPORTER> that allows for the transport of a <LIQUID>",null,null,null,null,null,"dm:ClassOfFunctionalObject"]
["FLUID TRANSPORTER",null,null,null,null,null,null,null,"MULTIPHASE FLUID TRANSPORTER",null,null,null,null,null,"rdl:RDS283274",null,"A <MULTIPHASE FLUID TRANSPORTER> is a <FLUID TRANSPORTER> that allows for the transport of a <FLUID> that is in a multiphase <STATE(physics)>",null,null,null,null,null,"dm:ClassOfFunctionalObject"]
["FLUID TRANSPORTER",null,null,null,null,null,null,null,"OPEN FLUID TRANSPORTER",null,null,null,null,null,"rdl:RDS279584",null,"An <OPEN FLUID TRANSPORTER> is a <FLUID TRANSPORTER> in which the transported <FLUID> is exposed to atmosphere",null,null,null,null,null,"dm:ClassOfFunctionalObject"]
["OPEN FLUID TRANSPORTER",null,null,null,null,null,null,null,null,"CHUTE",null,null,null,null,null,"rdl:RDS296774",null,"A <CHUTE> is an <OPEN FLUID TRANSPORTER> that is a sloping channel or passage for the conveyance of fluid, or of things flowing in fluid, to a lower level",null,null,null,null,null,"dm:ClassOfFunctionalObject"]
["FLUID CONTAINER",null,null,null,null,null,null,"NON-ATMOSPHERIC FLUID CONTAINER",null,null,null,null,null,"rdl:RDS898354101",null,"A <NON-ATMOSPHERIC FLUID CONTAINER> is a <FLUID CONTAINER> that has the capability of <CONTAINING> a <FLUID> under non-atmospheric pressure",null,null,null,null,null,"dm:ClassOfFunctionalObject"]
["FLUID CONTAINER",null,null,null,null,null,null,"OPEN FLUID CONTAINER",null,null,null,null,null,"rdl:RDS1416708801",null,"An <OPEN FLUID CONTAINER> is a <FLUID CONTAINER> that has the capability of <CONTAINING> a <FLUID> in a space that is open to the surroundings",null,null,null,null,null,"dm:ClassOfFunctionalObject"]
["FLUID CONTAINER",null,null,null,null,null,null,"PAN",null,null,null,null,null,"rdl:RDS43168246147",null,"A <PAN> is <FLUID CONTAINER> with a flat bottom and walls at all sides, sometimes provided with a removable cover",null,null,null,null,null,"dm:ClassOfFunctionalObject"]
["FLUID CONTAINER",null,null,null,null,null,null,"VESSEL",null,null,null,null,null,"rdl:RDS414674",null,"A <VESSEL> is a <FLUID CONTAINER>, intended for storage and/or processing of fluids",null,null,null,null,null,"dm:ClassOfFunctionalObject"]
["CONTAINER",null,null,null,null,null,"HOPPER",null,null,null,null,null,"rdl:RDS304334",null,"A <HOPPER> is a <CONTAINER> with a conical shape that is intended to store solids for filling or dosing purposes",null,null,null,null,null,"dm:ClassOfFunctionalObject"]
["CONTAINER","MIXER",null,null,null,null,"MIXING CONE",null,null,null,null,null,"rdl:RDS445904",null,"A <MIXING CONE> is a <CONTAINER> and a <MIXER> of conical shape being a part of a planetary screw mixer, designed for mixing solids",null,null,null,null,null,"dm:ClassOfFunctionalObject"]
["CONTAINER",null,null,null,null,null,"PRESSURIZED CONTAINER",null,null,null,null,null,"rdl:RDS427229",null,"A <PRESSURIZED CONTAINER> is a <CONTAINER> capable to withstand external and/or internal pressure",null,null,null,null,null,"dm:ClassOfFunctionalObject"]
["CONTAINER",null,null,null,null,null,"RESERVOIR",null,null,null,null,null,"rdl:RDS6810100",null,"A <RESERVOIR> is a <CONTAINER> that is intended to contain a reserve of liquid. Typically at atmospheric pressure",null,null,null,null,null,"dm:ClassOfFunctionalObject"]
["RESERVOIR",null,null,null,null,null,null,"LAGOON",null,null,null,null,null,"rdl:RDS4316790431",null,"A <LAGOON> is a <RESERVOIR> that is a shallow artificial pool or pond as for the processing of sewage or storage of liquid",null,null,null,null,null,"dm:ClassOfFunctionalObject"]
["RESERVOIR",null,null,null,null,null,null,"OIL RESERVOIR",null,null,null,null,null,"rdl:RDS17513181",null,"An <OIL RESERVOIR> is a <RESERVOIR> that stores oil",null,null,null,null,null,"dm:ClassOfFunctionalObject"]
["RESERVOIR",null,null,null,null,null,null,"OIL SUMP",null,null,null,null,null,"rdl:RDS428534",null,"An <OIL SUMP> is a <RESERVOIR> intended to collect and hold hydrocarbon polluted water or to hold oil in an engine",null,null,null,null,null,"dm:ClassOfFunctionalObject"]
["RESERVOIR",null,null,null,null,null,null,"SUMP",null,null,null,null,null,"rdl:RDS7065489",null,"A <SUMP> is a <RESERVOIR> intended to collect the heavier phase, e.g holding liquid",null,null,null,null,null,"dm:ClassOfFunctionalObject"]
["RESERVOIR",null,null,null,null,null,null,"TAIL WATER RESERVOIR",null,null,null,null,null,"rdl:RDS7019522",null,"A <TAIL WATER RESERVOIR> is a <RESERVOIR> for regulating the waterflow in the river and to downstream hydroelectric power stations",null,null,null,null,null,"dm:ClassOfFunctionalObject"]
["CONTAINER",null,null,null,null,null,"SILO",null,null,null,null,null,"rdl:RDS1022399",null,"A <SILO> is a <CONTAINER> with a conical shape that is intended to store solids in bulk",null,null,null,null,null,"dm:ClassOfFunctionalObject"]
["SILO",null,null,null,null,null,null,"BAG SILO",null,null,null,null,null,"rdl:RDS2222923",null,"A <BAG SILO> is a <SILO> that is typically a long plastic tube sealed at both ends and laying on the ground",null,null,null,null,null,"dm:ClassOfFunctionalObject"]
["SILO",null,null,null,null,null,null,"BUNKER SILO",null,null,null,null,null,"rdl:RDS2222924",null,"A <BUNKER SILO> is a <SILO> that is typically in the form of a concrete lined trench with a removable cover",null,null,null,null,null,"dm:ClassOfFunctionalObject"]
["SILO",null,null,null,null,null,null,"CONE ROOF SILO",null,null,null,null,null,"rdl:RDS297359",null,"A <CONE ROOF SILO> is a <SILO> with a cone roof",null,null,null,null,null,"dm:ClassOfFunctionalObject"]
["CONTAINER",null,null,null,null,null,"TANK",null,null,null,null,null,"rdl:RDS445139",null,"A <TANK> is a <CONTAINER> intended to contain fluid for storage. Typically a receiving or collecting function for further distribution. Typically with a vertical and cylindrical or square shape and a flat or conical bottom",null,null,null,null,null,"dm:ClassOfFunctionalObject"]
["CONTAINER","VALVE COMPONENT",null,null,null,null,"VALVE BODY",null,null,null,null,null,"rdl:RDS427274",null,"A <VALVE BODY> is a <VALVE COMPONENT> and a <CONTAINER> that is the main fluid or pressure containing component of a valve, housing and supporting the working components",null,null,null,null,null,"dm:ClassOfFunctionalObject"]
["FunctionalObject",null,null,null,null,"CONTRACTOR",null,null,null,null,null,"rdl:RDS8648162",null,"A <CONTRACTOR> is a <FunctionalObject> that has the capability of being party to a contract to perform work or provide supplies",null,null,null,null,null,"dm:ClassOfFunctionalObject"]
["FunctionalObject",null,null,null,null,"CONTROL STATION",null,null,null,null,null,"rdl:RDS953999",null,"A <CONTROL STATION> is an <FunctionalObject> that is an assembly of one or more control switches fixed on the same panel or located in the same enclosure",null,null,null,null,null,"dm:ClassOfFunctionalObject"]
["CONTROL STATION",null,null,null,null,null,"MOTOR CONTROL CENTRE",null,null,null,null,null,"rdl:RDS874169",null,"A <MOTOR CONTROL CENTRE> is a <CONTROL STATION> that houses motor starters to control electric motors",null,null,null,null,null,"dm:ClassOfFunctionalObject"]
["FunctionalObject",null,null,null,null,"CONVERTER",null,null,null,null,null,"rdl:RDS13048460",null,"A <CONVERTER> is a <FunctionalObject> that is capable of <CONVERTING>",null,null,null,null,null,"dm:ClassOfFunctionalObject"]
["FunctionalObject",null,null,null,null,"CONVEYOR",null,null,null,null,null,"rdl:RDS222447",null,"A <CONVEYOR> is a <FunctionalObject> that is capable of <CONVEYING>",null,null,null,null,null,"dm:ClassOfFunctionalObject"]
["CONVEYOR",null,null,null,null,null,"DUCT",null,null,null,null,null,"rdl:RDS475514",null,"A <DUCT> is a <CONVEYOR> that is a pipe, tube, or channel that conveys a substance or that carries an electric power line, telephone cables, or other conductors",null,null,null,null,null,"dm:ClassOfFunctionalObject"]
["CONVEYOR","INSTRUMENTATION FUNCTION",null,null,null,null,"SIGNAL CONVEYOR",null,null,null,null,null,"rdl:RDS222448",null,"A <SIGNAL CONVEYOR> is an <INSTRUMENTATION FUNCTION> and a <CONVEYOR> for a <SIGNAL>",null,null,null,null,null,"dm:ClassOfFunctionalObject"]
["SIGNAL CONVEYOR",null,null,null,null,null,null,"ELECTRIC SIGNAL CONVEYOR",null,null,null,null,null,"rdl:RDS2220161",null,"A < SIGNAL CONVEYOR> is a <SIGNAL CONVEYOR> that are capable of <CONVEYOR> one or more < SIGNAL>s",null,null,null,null,null,"dm:ClassOfFunctionalObject"]
["SIGNAL CONVEYOR",null,null,null,null,null,null,"ELECTROMAGNETIC SIGNAL CONVEYOR",null,null,null,null,null,"rdl:RDS2220164",null,"A < SIGNAL CONVEYOR> is a <SIGNAL CONVEYOR> that are capable of <CONVEYOR> one or more < SIGNAL>s",null,null,null,null,null,"dm:ClassOfFunctionalObject"]
["SIGNAL CONVEYOR",null,null,null,null,null,null,"HYDRAULIC SIGNAL CONVEYOR",null,null,null,null,null,"rdl:RDS2220163",null,"A < SIGNAL CONVEYOR> is a <SIGNAL CONVEYOR> that are capable of <CONVEYOR> one or more < SIGNAL>s",null,null,null,null,null,"dm:ClassOfFunctionalObject"]
["SIGNAL CONVEYOR",null,null,null,null,null,null,"PNEUMATIC SIGNAL CONVEYOR",null,null,null,null,null,"rdl:RDS2220162",null,"A < SIGNAL CONVEYOR> is a <SIGNAL CONVEYOR> that are capable of <CONVEYOR> one or more < SIGNAL>s",null,null,null,null,null,"dm:ClassOfFunctionalObject"]
["CONVEYOR","SOLIDS TRANSPORTER",null,null,null,null,"SOLIDS CONVEYOR",null,null,null,null,null,"rdl:RDS11589895",null,"A <SOLIDS CONVEYOR> is a <CONVEYOR> and a <SOLIDS TRANSPORTER> for moving articles or bulk material from place to place (as by an endless moving belt or a chain of receptacles)",null,null,null,null,null,"dm:ClassOfFunctionalObject"]
["FunctionalObject",null,null,null,null,"COPIER",null,null,null,null,null,"rdl:RDS2229066",null,"A <COPIER> is a <FunctionalObject> that is capable of <COPYING> something",null,null,null,null,null,"dm:ClassOfFunctionalObject"]
["COPIER","MACHINE",null,null,null,null,"COPY MACHINE",null,null,null,null,null,"rdl:RDS891854",null,"A <COPY MACHINE> is a <MACHINE> and a <COPIER> for making copies of graphic matter (as printing, drawings, or pictures)",null,null,null,null,null,"dm:ClassOfFunctionalObject"]
["FunctionalObject",null,null,null,null,"COUNTER",null,null,null,null,null,"rdl:RDS5767844",null,"A <COUNTER> is a <FunctionalObject> that is capable of <COUNTING>",null,null,null,null,null,"dm:ClassOfFunctionalObject"]
["FunctionalObject",null,null,null,null,"COUPLER",null,null,null,null,null,"rdl:RDS13018395",null,"A <COUPLER> is a <FunctionalObject> that is capable of <COUPLING>",null,null,null,null,null,"dm:ClassOfFunctionalObject"]
["FunctionalObject",null,null,null,null,"CRACKER",null,null,null,null,null,"rdl:RDS279044",null,"A <CRACKER> is a <FunctionalObject> that has the capability of <CRACKING>",null,null,null,null,null,"dm:ClassOfFunctionalObject"]
["CRACKER",null,null,null,null,null,"CATALYTIC CRACKER",null,null,null,null,null,"rdl:RDS284039",null,"A <CATALYTIC CRACKER> is a <CRACKER> that has the capability of <CATALYTIC CRACKING>",null,null,null,null,null,"dm:ClassOfFunctionalObject"]
["CRACKER",null,null,null,null,null,"THERMAL CRACKER",null,null,null,null,null,"rdl:RDS284084",null,"A <THERMAL CRACKER> is a <CRACKER that has the capability of <THERMAL CRACKING>",null,null,null,null,null,"dm:ClassOfFunctionalObject"]
["FunctionalObject",null,null,null,null,"CRYOGENIC DEVICE",null,null,null,null,null,"rdl:RDS17513277",null,"A <CRYOGENIC DEVICE> is a <FunctionalObject> that is intended to operate at cryogenic temperatures",null,null,null,null,null,"dm:ClassOfFunctionalObject"]
["FunctionalObject",null,null,null,null,"CRYSTALLISER",null,null,null,null,null,"rdl:RDS11018375",null,"A <CRYSTALLISER> is a <FunctionalObject> that is capable of <CRYSTALLISING> a <FLUID>",null,null,null,null,null,"dm:ClassOfFunctionalObject"]
["FunctionalObject",null,null,null,null,"CUTTER",null,null,null,null,null,"rdl:RDS11589985",null,"A <CUTTER> is a <FunctionalObject> that is capable of <CUTTING>",null,null,null,null,null,"dm:ClassOfFunctionalObject"]
["FunctionalObject",null,null,null,null,"DAMPER",null,null,null,null,null,"rdl:RDS1048579671",null,"A <DAMPER> is a <FunctionalObject> that has the capability of <DAMPING>",null,null,null,null,null,"dm:ClassOfFunctionalObject"]
["DAMPER",null,null,null,null,null,"GAS FLOW DAMPER",null,null,null,null,null,"rdl:RDS1289422521",null,"A <GAS FLOW DAMPER> is a <DAMPER> that has the capability of <DAMPING> a <GAS> flow",null,null,null,null,null,"dm:ClassOfFunctionalObject"]
["DAMPER","FLUID REGULATOR",null,null,null,null,"THROTTLING DAMPER",null,null,null,null,null,"rdl:RDS313019",null,"A <THROTTLING DAMPER> is a <DAMPER> and a <FLUID REGULATOR> that throttles a gas flow by means of a damper",null,null,null,null,null,"dm:ClassOfFunctionalObject"]
["DAMPER",null,null,null,null,null,"VIBRATION DAMPER",null,null,null,null,null,"rdl:RDS1048626791",null,"A <VIBRATION DAMPER> is a <DAMPER> that has the capability of <DAMPING> vibrations and oscillations",null,null,null,null,null,"dm:ClassOfFunctionalObject"]
["FunctionalObject",null,null,null,null,"DATA SHEET",null,null,null,null,null,"rdl:RDS17987174",null,"A <DATA SHEET> is a <FunctionalObject> that contains a set of defined fields within which information is supplied",null,null,null,null,null,"dm:ClassOfFunctionalObject"]
["FunctionalObject",null,null,null,null,"DECK",null,null,null,null,null,"rdl:RDS287729",null,"A <DECK> is an <ARTEFACT> which is horizontal, or near horizontal, platform used for covering and supporting equipment. In a vessel going form one side to another joining them together",null,null,null,null,null,"dm:ClassOfFunctionalObject"]
["FunctionalObject",null,null,null,null,"DEHYDRATOR",null,null,null,null,null,"rdl:RDS2222098",null,"A <DEHYDRATOR> is a <FunctionalObject> that is capable of <DEHYDRATING>",null,null,null,null,null,"dm:ClassOfFunctionalObject"]
["FunctionalObject",null,null,null,null,"DELAYER",null,null,null,null,null,"rdl:RDS2222099",null,"A <DELAYER> is a <FunctionalObject> that is capable of <DELAYING>",null,null,null,null,null,"dm:ClassOfFunctionalObject"]
["FunctionalObject",null,null,null,null,"DEMISTER",null,null,null,null,null,"rdl:RDS13035555",null,"A <DEMISTER> is a <FunctionalObject> that is capable of <DEMISTING>",null,null,null,null,null,"dm:ClassOfFunctionalObject"]
["FunctionalObject",null,null,null,null,"DEMODULATOR",null,null,null,null,null,"rdl:RDS14266535",null,"A <DEMODULATOR> is a <FunctionalObject> that is capable of <DEMODULATING>",null,null,null,null,null,"dm:ClassOfFunctionalObject"]
["FunctionalObject",null,null,null,null,"DESIGN BASIS",null,null,null,null,null,"rdl:RDS330434",null,"A <DESIGN BASIS> is a <FunctionalObject> provided by the Plant Owner or developed by the AEC contractor who establishes or defines the information/data on which Plant engineering is to be based. It consists of guidelines/requirements, corporate standards, codes, references to regulatory agreements, form of deliverables, plant/production capacity. The design basis will specify: Type of plant; Plant product or output (type and capacity); Plant inputs (e.g., fuel, feedstock); Plant operating requirements; Plant process requirements; Site parameters (geographical, meteorological, soils, hydrological) Environmental requirements; Design Safety Philosophy; Plant license/permit requirements. It also addresses performance objectives for the Plant such as: Safety and health; Environmental; Investment and project economics; Schedule; Capacity; Product and raw material storage; Product and plant quality; Engineering quality Project execution; Technology. Performance objectives usually take the form of a written <ISO> document owned and maintained by the project team (consisting of members from the business, engineering, construction, and Plant site). NOTE 1 This definition is from an owners perspective",null,null,null,null,null,"dm:ClassOfFunctionalObject"]
["FunctionalObject",null,null,null,null,"DETECTOR",null,null,null,null,null,"rdl:RDS17604520",null,"A <DETECTOR> is a <PROCESS SIGNAL GENERATING DEVICE> that is capable of <DETECTING>",null,null,null,null,null,"dm:ClassOfFunctionalObject"]
["FunctionalObject",null,null,null,null,"DIFFUSER",null,null,null,null,null,"rdl:RDS447074",null,"A <DIFFUSER> is a <FunctionalObject> that has the capability of <DIFFUSING>",null,null,null,null,null,"dm:ClassOfFunctionalObject"]
["FunctionalObject",null,null,null,null,"DIRECTING OBJECT",null,null,null,null,null,"rdl:RDS2222103",null,"A <DIRECTING OBJECT> is a <FunctionalObject> that is capable of <DIRECTING> in a given direction",null,null,null,null,null,"dm:ClassOfFunctionalObject"]
["DIRECTING OBJECT",null,null,null,null,null,"BAFFLE",null,null,null,null,null,"rdl:RDS13035945",null,"A <BAFFLE> is a <DIRECTING OBJECT> that is intended to direct a flow of fluid, without adding or extracting a significant amount of energy",null,null,null,null,null,"dm:ClassOfFunctionalObject"]
["DIRECTING OBJECT",null,null,null,null,null,"BYPASS",null,null,null,null,null,"rdl:RDS6712613",null,"A <BYPASS> is a <DIRECTING OBJECT> allowing a stream of fluids to be shunted past the device(s) through which it normally flows",null,null,null,null,null,"dm:ClassOfFunctionalObject"]
["DIRECTING OBJECT",null,null,null,null,null,"CENTRALIZER",null,null,null,null,null,"rdl:RDS5781342",null,"A <CENTRALIZER> i a <DIRECTING OBJECT> and the capability of guiding something into a centralised position",null,null,null,null,null,"dm:ClassOfFunctionalObject"]
["FunctionalObject",null,null,null,null,"DIRECTIVE",null,null,null,null,null,"rdl:RDS11708603",null,"A <DIRECTIVE> is a <FunctionalObject> that consists of instructions, controls and requirements imposed on a person or an organisation to guide its activities",null,null,null,null,null,"dm:ClassOfFunctionalObject"]
["FunctionalObject",null,null,null,null,"DISPLAY",null,null,null,null,null,"rdl:RDS6589955",null,"A <DISPLAYER> is a <FunctionalObject> that is capable of <DISPLAYING> information",null,null,null,null,null,"dm:ClassOfFunctionalObject"]
["ARTEFACT","DISPLAY",null,null,null,null,"MARKER",null,null,null,null,null,"rdl:RDS13018265",null,"A <MARKER> is an <ARTEFACT> and a <DISPLAY> that is used to mark a position, place reached, etc",null,null,null,null,null,"dm:ClassOfFunctionalObject"]
["FunctionalObject",null,null,null,null,"DISTILLER",null,null,null,null,null,"rdl:RDS222217",null,"A <DISTILLER> is a <FunctionalObject> that has a capability of <DISTILLING>",null,null,null,null,null,"dm:ClassOfFunctionalObject"]
["FunctionalObject",null,null,null,null,"DISTRIBUTOR",null,null,null,null,null,"rdl:RDS432553578",null,"A <DISTRIBUTOR> is a <FunctionalObject> that is capable of <DISTRIBUTING>",null,null,null,null,null,"dm:ClassOfFunctionalObject"]
["FunctionalObject",null,null,null,null,"DIVERTER",null,null,null,null,null,"rdl:RDS1289411761",null,"A <DIVERTER> is a <FunctionalObject> that has a capability of <DIVERTING>",null,null,null,null,null,"dm:ClassOfFunctionalObject"]
["FunctionalObject",null,null,null,null,"DIVIDER(separator)",null,null,null,null,null,"rdl:RDS7156436",null,"A <DIVIDER(separator)> is a <FunctionalObject> that has a capability of <DIVIDING> in the sense of separating",null,null,null,null,null,"dm:ClassOfFunctionalObject"]
["DIVIDER(separator)",null,null,null,null,null,"BULKHEAD PLATE",null,null,null,null,null,"rdl:RDS327599",null,"A <BULKHEAD PLATE> is a <DIVIDER(separator)> that divides a compartment into smaller volumes",null,null,null,null,null,"dm:ClassOfFunctionalObject"]
["DIVIDER(separator)",null,null,null,null,null,"FIRE DIVIDER",null,null,null,null,null,"rdl:RDS7049206",null,"A <FIRE DIVIDER> is a <DIVIDER> that prevents the propagation of flames and smoke",null,null,null,null,null,"dm:ClassOfFunctionalObject"]
["DIVIDER(separator)",null,null,null,null,null,"PASS PARTITION PLATE",null,null,null,null,null,"rdl:RDS11015720",null,"A <PASS PARTITION PLATE> is a <DIVIDER> that is intended to partition a shell and tube heat exchanger into different tube passes",null,null,null,null,null,"dm:ClassOfFunctionalObject"]
["DIVIDER(separator)",null,null,null,null,null,"WALL",null,null,null,null,null,"rdl:RDS284714",null,"A <WALL> is a <DIVIDER> for space that may also insulate, protect, secure and support loads",null,null,null,null,null,"dm:ClassOfFunctionalObject"]
["FunctionalObject",null,null,null,null,"DOCUMENT",null,null,null,null,null,"rdl:RDS3333040",null,"A <DOCUMENT> is a <FunctionalObject> that is a written, drawn, presented or recorded representation of thoughts",null,null,null,null,null,"dm:ClassOfFunctionalObject"]
["FunctionalObject",null,null,null,null,"DOCUMENTER",null,null,null,null,null,"rdl:RDS2223108",null,"A <DOCUMENTER> is a <FunctionalObject> that has the capability of <DOCUMENTING>",null,null,null,null,null,"dm:ClassOfFunctionalObject"]
["FunctionalObject",null,null,null,null,"DRAWING",null,null,null,null,null,"rdl:RDS7136157",null,"A <DRAWING> is a <FunctionalObject> containing a graphic representation of shape or layout",null,null,null,null,null,"dm:ClassOfFunctionalObject"]
["FunctionalObject",null,null,null,null,"DREDGER",null,null,null,null,null,"rdl:RDS2229056",null,"A <DREDGER> is a <FunctionalObject> that is capable of <DREDGING>",null,null,null,null,null,"dm:ClassOfFunctionalObject"]
["DREDGER",null,null,null,null,null,"BAILER",null,null,null,null,null,"rdl:RDS8180184",null,"A <BAILER> is a <DREDGER> that is a bucket-like piece of equipment used in cable-tool drilling to remove mud and rock cuttings from the borehole",null,null,null,null,null,"dm:ClassOfFunctionalObject"]
["FunctionalObject",null,null,null,null,"DRILLER",null,null,null,null,null,"rdl:RDS2229067",null,"A <DRILLER> is a <FunctionalObject> that is capable of <DRILLING> into something",null,null,null,null,null,"dm:ClassOfFunctionalObject"]
["FunctionalObject",null,null,null,null,"DRILLING DEVICE",null,null,null,null,null,"rdl:RDS2229900",null,"A <DRILLING DEVICE> is an <FunctionalObject> that is capable of <DRILLING>",null,null,null,null,null,"dm:ClassOfFunctionalObject"]
["FunctionalObject",null,null,null,null,"DRYER",null,null,null,null,null,"rdl:RDS1066939451",null,"A <DRYER> is a <FunctionalObject> that has a capability of <DRYING>",null,null,null,null,null,"dm:ClassOfFunctionalObject"]
["FunctionalObject",null,null,null,null,"EDITOR",null,null,null,null,null,"rdl:RDS2223268",null,"An <EDITOR> is a <FunctionalObject> that is capable of <EDITING>",null,null,null,null,null,"dm:ClassOfFunctionalObject"]
["FunctionalObject",null,null,null,null,"ELBOW",null,null,null,null,null,"rdl:RDS1293015171",null,"An <ELBOW> is a <FunctionalObject> that has the capability of <CHANGING DIRECTION> of something with a sharp change",null,null,null,null,null,"dm:ClassOfFunctionalObject"]
["FunctionalObject",null,null,null,null,"ELECTRIC VARIABLE DETECTOR",null,null,null,null,null,"rdl:RDS2223219",null,"An <ELECTRIC VARIABLE DETECTOR> is a <DETECTOR> using an <ELECTRIC VARIABLE MEASURING ELEMENT>",null,null,null,null,null,"dm:ClassOfFunctionalObject"]
["ELECTRIC VARIABLE DETECTOR",null,null,null,null,null,"EARTH LEAKAGE DETECTOR",null,null,null,null,null,"rdl:RDS916829",null,"An <EARTH LEAKAGE DETECTOR> is an <ELECTRIC VARIABLE DETECTOR> using an <EARTH LEAKAGE MEASURING ELEMENT> for detecting a leakage <CURRENT> to earth",null,null,null,null,null,"dm:ClassOfFunctionalObject"]
["ELECTRIC VARIABLE DETECTOR",null,null,null,null,null,"INSULATION FAULT DETECTOR",null,null,null,null,null,"rdl:RDS916784",null,"An <INSULATION FAULT DETECTOR> is an <ELECTRIC VARIABLE DETECTOR> using an <INSULATION FAULT MEASURING ELEMENT> for detecting faults in electrical insulation",null,null,null,null,null,"dm:ClassOfFunctionalObject"]
["ELECTRIC VARIABLE DETECTOR",null,null,null,null,null,"VOLTAGE DETECTOR",null,null,null,null,null,"rdl:RDS1336298951",null,"A <VOLTAGE DETECTOR> is an <ELECTRIC VARIABLE DETECTOR> using a <VOLTAGE MEASURING ELEMENT> that is designed to detect the presence of an <ELECTRIC POTENTIAL>",null,null,null,null,null,"dm:ClassOfFunctionalObject"]
["FunctionalObject",null,null,null,null,"ELECTRICAL DEVICE",null,null,null,null,null,"rdl:RDS1407117061",null,"An <ELECTRICAL DEVICE> is a <FunctionalObject> that has the capability of <PARTAKING> in an electrical system",null,null,null,null,null,"dm:ClassOfFunctionalObject"]
["ELECTRICAL DEVICE",null,null,null,null,null,"ALTERNATING CURRENT DEVICE",null,null,null,null,null,"rdl:RDS1407134441",null,"An <ALTERNATING CURRENT DEVICE> is an <ELECTRICAL DEVICE> that has the capability of <OPERATING> in an alternating current circuit",null,null,null,null,null,"dm:ClassOfFunctionalObject"]
["ALTERNATING CURRENT DEVICE","ELECTRICAL CONSUMER",null,null,null,null,null,"ALTERNATING CURRENT CONSUMER",null,null,null,null,null,"rdl:RDS1411447771",null,"An <ALTERNATING CURRENT CONSUMER> is an <ALTERNATING CURRENT DEVICE> and an <ELECTRICAL CONSUMER>",null,null,null,null,null,"dm:ClassOfFunctionalObject"]
["ELECTRICAL DEVICE",null,null,null,null,null,"ANODE",null,null,null,null,null,"rdl:RDS781033661",null,"An <ANODE> is an <ELECTRICAL DEVICE> that has a capability of <EMITTING> positive charge carriers to, and/or <RECEIVING> negative charge carriers from, the medium of lower conductivity",null,null,null,null,null,"dm:ClassOfFunctionalObject"]
["ELECTRICAL DEVICE",null,null,null,null,null,"CATHODE",null,null,null,null,null,"rdl:RDS5854420",null,"A <CATHODE> is an <ELECTRICAL DEVICE> that is capable of <EMITTING> negative charge carriers and/or receiving positive charge carriers from the medium of lower conductivity",null,null,null,null,null,"dm:ClassOfFunctionalObject"]
["ELECTRICAL DEVICE",null,null,null,null,null,"DIRECT CURRENT DEVICE",null,null,null,null,null,"rdl:RDS1407135641",null,"A <DIRECT CURRENT DEVICE> is an <ELECTRICAL DEVICE> that has the capability of <OPERATING> in an direct current circuit",null,null,null,null,null,"dm:ClassOfFunctionalObject"]
["DIRECT CURRENT DEVICE","ELECTRICAL CONSUMER",null,null,null,null,null,"DIRECT CURRENT CONSUMER",null,null,null,null,null,"rdl:RDS1411445281",null,"A <DIRECT CURRENT CONSUMER> is a <DIRECT CURRENT DEVICE> and an <ELECTRICAL CONSUMER>",null,null,null,null,null,"dm:ClassOfFunctionalObject"]
["ELECTRICAL DEVICE",null,null,null,null,null,"ELECTRICAL CONSUMER",null,null,null,null,null,"rdl:RDS1407133301",null,"An <ELECTRICAL CONSUMER> is an <ELECTRICAL DEVICE> that has a capability of <CONSUMING> electrical energy",null,null,null,null,null,"dm:ClassOfFunctionalObject"]
["ELECTRICAL DEVICE",null,null,null,null,null,"ELECTRICAL ELEMENT",null,null,null,null,null,"rdl:RDS1293971491",null,"An <ELECTRICAL ELEMENT> is an <ELECTICAL DEVICE> that affects the voltage in the network or current through the network in a particular way",null,null,null,null,null,"dm:ClassOfFunctionalObject"]
["ELECTRICAL ELEMENT",null,null,null,null,null,null,"CAPACITOR",null,null,null,null,null,"rdl:RDS869129",null,"A <CAPACITOR> is an <ELECTRICAL ELEMENT> function and that stores electricity during part of an operation",null,null,null,null,null,"dm:ClassOfFunctionalObject"]
["ELECTRICAL ELEMENT","INSTRUMENT LOOP ELEMENT",null,null,null,null,null,"CURRENT SIGNAL LOOP ELEMENT",null,null,null,null,null,"rdl:RDS2221029",null,"A <CURRENT SIGNAL LOOP ELEMENT> is an <INSTRUMENT LOOP ELEMENT> and an <ELECTRICAL ELEMENT> that has the capability of <PARTAKING> in an <ANALOG CURRENT LOOP>",null,null,null,null,null,"dm:ClassOfFunctionalObject"]
["ELECTRICAL ELEMENT","FILTER",null,null,null,null,null,"ELECTRICAL FILTER",null,null,null,null,null,"rdl:RDS859994",null,"An <ELECTRICAL FILTER> is a <FILTER> and an <ELECTRICAL ELEMENT> function and that is a passive circuit that attenuates all signals except those within one or more frequency bands",null,null,null,null,null,"dm:ClassOfFunctionalObject"]
["ELECTRICAL ELEMENT","LIMITER",null,null,null,null,null,"POWER LIMITER",null,null,null,null,null,"rdl:RDS316529",null,"A <POWER LIMITER> is an <ELECTRICAL ELEMENT> and a <LIMITER> whose output is restricted to a certain range of values irrespective of the size of the input",null,null,null,null,null,"dm:ClassOfFunctionalObject"]
["ELECTRICAL ELEMENT","LIMITER",null,null,null,null,null,"RESISTOR",null,null,null,null,null,"rdl:RDS860174",null,"A <RESISTOR> is an <ELECTRICAL ELEMENT>and a <LIMITER> that impedes the flow of an electric current, used to develop a voltage drop across itself or to limit current flow",null,null,null,null,null,"dm:ClassOfFunctionalObject"]
["ACTUATED VALVE","ELECTRICAL ELEMENT","VALVE",null,null,null,null,"SOLENOID VALVE",null,null,null,null,null,"rdl:RDS431279",null,"A <SOLENOID VALVE> is a <VALVE> and an <ACTUATED VALVE> and an <ELECTRIC ELEMENT> with a linear action, fitted with a solenoid for quick operation",null,null,null,null,null,"dm:ClassOfFunctionalObject"]
["ELECTRICAL DEVICE","SYSTEM",null,null,null,null,"ELECTRICAL SYSTEM",null,null,null,null,null,"rdl:RDS277424",null,"An <ELECTRICAL SYSTEM> is a <SYSTEM> and an <ELECTRICAL DEVICE> intended to receive, produce, distribute and/or maintain the electrical power supply",null,null,null,null,null,"dm:ClassOfFunctionalObject"]
["ARTEFACT","ELECTRICAL SYSTEM","PROTECTOR",null,null,null,null,"SURGE PROTECTION",null,null,null,null,null,"rdl:RDS875159",null,"A <SURGE PROTECTION> is an <ARTEFACT> and a <PROTECTOR> and an <ELECTRICAL SYSTEM> that is protecting against a large but momentary increase in the voltage of an electric circuit",null,null,null,null,null,"dm:ClassOfFunctionalObject"]
["ELECTRICAL DEVICE",null,null,null,null,null,"OSCILLATOR",null,null,null,null,null,"rdl:RDS13610885",null,"An <OSCILLATOR> is an <ELECTRICAL DEVICE> that is a source of alternating current of any frequency, which is sustained in a circuit by a valve or transisstor using positive feedback principle or by a negative resistance device. There are two types: 1) stabletype, in which frequency is determined by a line or a tuned (LC) circuit, waveform being substantially sinusoidal, and 2) relaxation-type, in which frequency is determined by resistors and capacitors, waveform havning considerable content of harmonics. Also applied to mechanical systems, velocities being equivalent to currents",null,null,null,null,null,"dm:ClassOfFunctionalObject"]
["ELECTRICAL DEVICE","ENERGY CONVERTER",null,null,null,null,"TRANSFORMER",null,null,null,null,null,"rdl:RDS643994",null,"A <TRANSFORMER> is an <ENERGY CONVERTER> and an <ELECTRICAL DEVICE> that is capable of <TRANSFORMING> power from one circuit to another without changing frequency and works on the principle of mutual induction",null,null,null,null,null,"dm:ClassOfFunctionalObject"]
["FunctionalObject",null,null,null,null,"ENABLER",null,null,null,null,null,"rdl:RDS222538",null,"An <ENABLER> is a <FunctionalObject> that is a thing that makes something possible",null,null,null,null,null,"dm:ClassOfFunctionalObject"]
["ENABLER",null,null,null,null,null,"ACCESS ENABLER",null,null,null,null,null,"rdl:RDS2229065",null,"An <ACCESS ENABLER> is an <ENABLER> that is capable of <ENABLING> access to some <SpatialLocation>",null,null,null,null,null,"dm:ClassOfFunctionalObject"]
["ACCESS ENABLER",null,null,null,null,null,null,"LADDER",null,null,null,null,null,"rdl:RDS420434",null,"A <LADDER> is an <ACCESS ENABLER>, intended to provide access to a certain part or level of equipment, and that consists of rungs between two profiles",null,null,null,null,null,"dm:ClassOfFunctionalObject"]
["ACCESS ENABLER",null,null,null,null,null,null,"STAIRCASE",null,null,null,null,null,"rdl:RDS284984",null,"A <STAIRCASE> is an <ACCESS ENABLER> that is a flight of stairs with the supporting framework, casing, and balusters",null,null,null,null,null,"dm:ClassOfFunctionalObject"]
["ENABLER",null,null,null,null,null,"DESCENDING ENABLER",null,null,null,null,null,"rdl:RDS1330232261",null,"A <DESCENDING ENABLER> is an <ENABLER> that has the capability of <ENABLING> <DESCENDING>",null,null,null,null,null,"dm:ClassOfFunctionalObject"]
["ENABLER",null,null,null,null,null,"PASSAGE",null,null,null,null,null,"rdl:RDS11589310",null,"A <PASSAGE> is an <ENABLER> that is a way, road, path, channel or route of exit or entrance",null,null,null,null,null,"dm:ClassOfFunctionalObject"]
["FunctionalObject",null,null,null,null,"ENCLOSURE",null,null,null,null,null,"rdl:RDS997405351",null,"An <ENCLOSURE> is a <FunctionalObject> that has a capability of <ENCLOSING>, ,separating enclosed physical objects from those outside",null,null,null,null,null,"dm:ClassOfFunctionalObject"]
["ENCLOSURE","SILENCER",null,null,null,null,"ACOUSTIC ENCLOSURE",null,null,null,null,null,"rdl:RDS9974053513",null,"An <ACOUSTIC ENCLOSURE> is an <ENCLOSURE> and a <SILENCER> that totally or partially surrounds an item in order to reduce its emitted noise",null,null,null,null,null,"dm:ClassOfFunctionalObject"]
["ENCLOSURE",null,null,null,null,null,"CASING",null,null,null,null,null,"rdl:RDS13029297",null,"A <CASING> is an <ENCLOSURE> that is the stationary enclosure of a machine intended to contain a fluid and equipment internals",null,null,null,null,null,"dm:ClassOfFunctionalObject"]
["FunctionalObject",null,null,null,null,"ENCODER",null,null,null,null,null,"rdl:RDS5855360",null,"An <ENCODER> is a <CONVERTER> that converts information from one system of communication into another",null,null,null,null,null,"dm:ClassOfFunctionalObject"]
["FunctionalObject",null,null,null,null,"ENERGY CONVERTER",null,null,null,null,null,"rdl:RDS339575363",null,"An <ENERGY STORAGE> is a <CONVERTER> that is capable of <ENERGY CONVERTING>",null,null,null,null,null,"dm:ClassOfFunctionalObject"]
["ENERGY CONVERTER",null,null,null,null,null,"CHEMICAL TO MECHANICAL ENERGY CONVERTER",null,null,null,null,null,"rdl:RDS278234",null,"A <CHEMICAL TO MECHANICAL ENERGY CONVERTER> is an <ENERGY CONVERTER> that is capable of <CHEMICAL TO MECHANICAL ENERGY CONVERTING>",null,null,null,null,null,"dm:ClassOfFunctionalObject"]
["ENERGY CONVERTER",null,null,null,null,null,"DRIVER",null,null,null,null,null,"rdl:RDS299024",null,"A <DRIVER> is an <ENERGY CONVERTER> that is capable of kinetically <DRIVING> a <PhysicalObject>",null,null,null,null,null,"dm:ClassOfFunctionalObject"]
["ENERGY CONVERTER",null,null,null,null,null,"ELECTRIC TO MECHANICAL ENERGY CONVERTER",null,null,null,null,null,"rdl:RDS2220072",null,"A <ELECTRIC TO MECHANICAL ENERGY CONVERTER> is an <ENERGY CONVERTER> that is capable of <ELECTRIC TO MECHANICAL ENERGY CONVERTING>",null,null,null,null,null,"dm:ClassOfFunctionalObject"]
["ENERGY CONVERTER",null,null,null,null,null,"HYDRAULIC TO MECHANICAL ENERGY CONVERTER",null,null,null,null,null,"rdl:RDS279944",null,"A <HYDRAULIC TO MECHANICAL ENERGY CONVERTER> is an <ENERGY CONVERTER> that is capable of <HYDRAULIC TO MECHANICAL ENERGY CONVERTING>",null,null,null,null,null,"dm:ClassOfFunctionalObject"]
["ENERGY CONVERTER",null,null,null,null,null,"HYDRAULIC TO ROTATION ENERGY CONVERTER",null,null,null,null,null,"rdl:RDS2220074",null,"A <HYDRAULIC TO ROTATION ENERGY CONVERTER> is an <ENERGY CONVERTER> that is capable of <HYDRAULIC TO ROTATION ENERGY CONVERTING>",null,null,null,null,null,"dm:ClassOfFunctionalObject"]
["ENERGY CONVERTER",null,null,null,null,null,"IMPELLER",null,null,null,null,null,"rdl:RDS414539",null,"An <IMPELLER> is an <ENERGY CONVERTER> that is an assembly of rotating vanes within an enclosure which is used to impart energy to or derive energy from a fluid through dynamic force",null,null,null,null,null,"dm:ClassOfFunctionalObject"]
["ENERGY CONVERTER",null,null,null,null,null,"KINETIC TO MECHANICAL ENERGY CONVERTER",null,null,null,null,null,"rdl:RDS2220075",null,"A <KINETIC TO MECHANICAL ENERGY CONVERTER> is an <ENERGY CONVERTER> that is capable of <KINETIC TO MECHANICAL ENERGY CONVERTING>",null,null,null,null,null,"dm:ClassOfFunctionalObject"]
["ENERGY CONVERTER",null,null,null,null,null,"MECHANICAL TO ELECTRIC ENERGY CONVERTER",null,null,null,null,null,"rdl:RDS2220076",null,"A <MECHANICAL TO ELECTRIC ENERGY CONVERTER> is an <ENERGY CONVERTER> that is capable of <MECHANICAL TO ELECTRIC ENERGY CONVERTING>",null,null,null,null,null,"dm:ClassOfFunctionalObject"]
["ENERGY CONVERTER",null,null,null,null,null,"PNEUMATIC TO MECHANICAL ENERGY CONVERTER",null,null,null,null,null,"rdl:RDS279989",null,"A <PNEUMATIC TO MECHANICAL ENERGY CONVERTER> is an <ENERGY CONVERTER> that is capable of <PNEUMATIC TO MECHANICAL ENERGY CONVERTING>",null,null,null,null,null,"dm:ClassOfFunctionalObject"]
["ENERGY CONVERTER",null,null,null,null,null,"PNEUMATIC TO ROTATION ENERGY CONVERTER",null,null,null,null,null,"rdl:RDS2220078",null,"A <PNEUMATIC TO ROTATION ENERGY CONVERTER> is an <ENERGY CONVERTER> that is capable of <PNEUMATIC TO ROTATION ENERGY CONVERTING>",null,null,null,null,null,"dm:ClassOfFunctionalObject"]
["ENERGY CONVERTER",null,null,null,null,null,"POTENTIAL TO MECHANICAL ENERGY CONVERTER",null,null,null,null,null,"rdl:RDS316169",null,"A <POTENTIAL TO MECHANICAL ENERGY CONVERTER> is an <ENERGY CONVERTER> that is capable of <POTENTIAL TO MECHANICAL ENERGY CONVERTING>",null,null,null,null,null,"dm:ClassOfFunctionalObject"]
["ENERGY CONVERTER",null,null,null,null,null,"TRANSDUCER",null,null,null,null,null,"rdl:RDS812024",null,"A <TRANSDUCER> is an <ENERGY CONVERTER> that converts a <SIGNAL> in one form of energy to a signal in another",null,null,null,null,null,"dm:ClassOfFunctionalObject"]
["FunctionalObject",null,null,null,null,"ENERGY STORAGE",null,null,null,null,null,"rdl:RDS2222105",null,"An <ENERGY STORAGE> is a <FunctionalObject> that is capable of <ENERGY STORING>",null,null,null,null,null,"dm:ClassOfFunctionalObject"]
["FunctionalObject",null,null,null,null,"ENERGY TRANSMITTER",null,null,null,null,null,"rdl:RDS2222106",null,"An <ENERGY TRANSMITTER> is a <FunctionalObject> that is capable of <TRANSMITTING ENERGY>",null,null,null,null,null,"dm:ClassOfFunctionalObject"]
["ENERGY TRANSMITTER",null,null,null,null,null,"CLUTCH",null,null,null,null,null,"rdl:RDS439379",null,"A <CLUTCH> is an <ENERGY TRANSMITTER> that is intended to transmit energy between two shafts providing the capability to connect and disconnect the shafts",null,null,null,null,null,"dm:ClassOfFunctionalObject"]
["ENERGY TRANSMITTER",null,null,null,null,null,"DRIVE BELT",null,null,null,null,null,"rdl:RDS414989",null,"A <DRIVE BELT> is an <ENERGY TRANSMITTER> that is an endless belt transferring rotational energy from one pulley to another",null,null,null,null,null,"dm:ClassOfFunctionalObject"]
["ENERGY TRANSMITTER",null,null,null,null,null,"DRIVE SHAFT",null,null,null,null,null,"rdl:RDS415619",null,"A <DRIVE SHAFT> is an <ENERGY TRANSMITTER> that is a shaft used to transmit rotational power from a prime driver to several individual machines by use of drive belts and pulley wheels",null,null,null,null,null,"dm:ClassOfFunctionalObject"]
["ELECTRIC CIRCUIT","ENERGY TRANSMITTER",null,null,null,null,"ELECTRIC LINE",null,null,null,null,null,"rdl:RDS1009889",null,"An <ELECTRIC LINE> is an <ENERGY TRANSMITTER> and an <ELECTRIC CIRCUIT> that is an arrangement of conductors, insulating materials and accessories for transferring electricity between two points of a system",null,null,null,null,null,"dm:ClassOfFunctionalObject"]
["FunctionalObject",null,null,null,null,"ENGINEER",null,null,null,null,null,"rdl:RDS2223105",null,"An <ENGINEER> is a <FunctionalObject> that has the capability of <ENGINEERING>",null,null,null,null,null,"dm:ClassOfFunctionalObject"]
["FunctionalObject",null,null,null,null,"EROSION DETECTOR",null,null,null,null,null,"rdl:RDS2223220",null,"An <EROSION DETECTOR> is a <DETECTOR> using an <EROSION PROBE>",null,null,null,null,null,"dm:ClassOfFunctionalObject"]
["FunctionalObject",null,null,null,null,"EXCHANGER",null,null,null,null,null,"rdl:RDS222232",null,"An <EXCHANGER> is a <FunctionalObject> that has a capability of <EXCHANGING>",null,null,null,null,null,"dm:ClassOfFunctionalObject"]
["EXCHANGER",null,null,null,null,null,"HEAT EXCHANGER",null,null,null,null,null,"rdl:RDS304199",null,"A <HEAT EXCHANGER> is an <EXCHANGER> that has the capability of <HEAT EXCHANGING>",null,null,null,null,null,"dm:ClassOfFunctionalObject"]
["HEAT EXCHANGER",null,null,null,null,null,null,"COOLER",null,null,null,null,null,"rdl:RDS1070277791",null,"A <COOLER> is a <HEAT EXCHANGER> that has a capability of <COOLING>",null,null,null,null,null,"dm:ClassOfFunctionalObject"]
["COOLER",null,null,null,null,null,null,null,"AIR COOLER",null,null,null,null,null,"rdl:RDS14072206",null,"An <AIR COOLER> is a <COOLER> that is intended to cool air",null,null,null,null,null,"dm:ClassOfFunctionalObject"]
["COOLER",null,null,null,null,null,null,null,"CHILLER",null,null,null,null,null,"rdl:RDS13898940",null,"A <CHILLER> is a <COOLER> that has a capability of <CHILLING>",null,null,null,null,null,"dm:ClassOfFunctionalObject"]
["COOLER",null,null,null,null,null,null,null,"CONDENSER",null,null,null,null,null,"rdl:RDS297314",null,"A <CONDENSER> is a <COOLER> that is intended to change a vapour to liquid",null,null,null,null,null,"dm:ClassOfFunctionalObject"]
["COOLER","SYSTEM",null,null,null,null,null,null,"COOLING SYSTEM",null,null,null,null,null,"rdl:RDS277244",null,"A <COOLING SYSTEM> is a <SYSTEM> and a <COOLER>",null,null,null,null,null,"dm:ClassOfFunctionalObject"]
["COOLER",null,null,null,null,null,null,null,"DESUPERHEATER",null,null,null,null,null,"rdl:RDS14072116",null,"A <DESUPERHEATER> is a <COOLER> that has a capability of <DESUPERHEATING>",null,null,null,null,null,"dm:ClassOfFunctionalObject"]
["COOLER",null,null,null,null,null,null,null,"FREEZER",null,null,null,null,null,"rdl:RDS14072161",null,"A <FREEZER> is a <COOLER> that has a capability of <FREEZING>",null,null,null,null,null,"dm:ClassOfFunctionalObject"]
["FREEZER",null,null,null,null,null,null,null,null,"BELT COOLER",null,null,null,null,null,"rdl:RDS14072251",null,"A <BELT COOLER> is a <FREEZER> that contains a belt on which solids crystallise",null,null,null,null,null,"dm:ClassOfFunctionalObject"]
["FREEZER",null,null,null,null,null,null,null,null,"FLAKER",null,null,null,null,null,"rdl:RDS14072431",null,"A <FLAKER> is a <FREEZER> that is intended to freeze a liquid and then break up the resulting solid",null,null,null,null,null,"dm:ClassOfFunctionalObject"]
["HEAT EXCHANGER",null,null,null,null,null,null,"EVAPORATOR",null,null,null,null,null,"rdl:RDS440549",null,"An <EVAPORATOR> is a <HEAT EXCHANGER> that is intended to evaporate moisture or solvents in order to obtain a concentrate",null,null,null,null,null,"dm:ClassOfFunctionalObject"]
["HEAT EXCHANGER",null,null,null,null,null,null,"REFRIGERATOR",null,null,null,null,null,"rdl:RDS1066849771",null,"A <REFRIGERATOR> is a <HEAT EXCHANGER> that is comprising a thermally insulated compartment and a heat pump, chemical or mechanical means to transfer heat from it to the external environment, cooling the contents to a temperature below ambient",null,null,null,null,null,"dm:ClassOfFunctionalObject"]
["HEAT EXCHANGER",null,null,null,null,null,null,"WASTE HEAT RECOVERY DEVICE",null,null,null,null,null,"rdl:RDS314999",null,"A <WASTE HEAT RECOVERY DEVICE> is a <HEAT EXCHANGER> intended for transferring heat from exhaust gas to a heated medium",null,null,null,null,null,"dm:ClassOfFunctionalObject"]
["FunctionalObject",null,null,null,null,"EXPANDER",null,null,null,null,null,"rdl:RDS1280056841",null,"An <EXPANDER> is a <FunctionalObject> that has the capability of <EXPANDING>, where the lower pressure is obtained by causing something to occupy or contain a larger space, or by acquiring greater volume",null,null,null,null,null,"dm:ClassOfFunctionalObject"]
["FunctionalObject",null,null,null,null,"EXPLOSION PANEL",null,null,null,null,null,"rdl:RDS8373300",null,"An <EXPLOSION PANEL> is a <FunctionalObject> and that is designed to prevent the destruction of an enclosure by venting excess pressure to the outside",null,null,null,null,null,"dm:ClassOfFunctionalObject"]
["FunctionalObject",null,null,null,null,"EXTRACTOR",null,null,null,null,null,"rdl:RDS4316635967",null,"An <EXTRACTOR> is a <FunctionalObject> that has the capability of <EXTRACTING>",null,null,null,null,null,"dm:ClassOfFunctionalObject"]
["FunctionalObject",null,null,null,null,"EXTRUDER",null,null,null,null,null,"rdl:RDS394044551",null,"An <EXTRUDER> is a <FunctionalObject> that is intended to form material by forcing it in liquid phase through a shaping die by applying pressure and fix the form in the solid phase",null,null,null,null,null,"dm:ClassOfFunctionalObject"]
["FunctionalObject",null,null,null,null,"FACILITY",null,null,null,null,null,"rdl:RDS1750613511",null,"A <FACILITY> is a <FunctionalObject> that is a permanent, semi-permanent, or temporary commercial or industrial property such as a building, plant, or structure, built, established, or installed for the performance of one or more specific activities or functions",null,null,null,null,null,"dm:ClassOfFunctionalObject"]
["FACILITY",null,null,null,null,null,"OIL AND GAS DRILLING FACILITY",null,null,null,null,null,"rdl:RDS1750688011",null,"An <OIL AND GAS DRILLING FACILITY> is a <FACILITY> for <DRILLING> a <WELLBORE> and <RENDERING> auxilliary services",null,null,null,null,null,"dm:ClassOfFunctionalObject"]
["FACILITY",null,null,null,null,null,"OIL AND GAS DRILLING RIG",null,null,null,null,null,"rdl:RDS1751395621",null,"An <OIL AND GAS DRILLING RIG> is a <FACILITY> that is an assembly of devices used to drill a <WELLBORE>",null,null,null,null,null,"dm:ClassOfFunctionalObject"]
["FACILITY",null,null,null,null,null,"OIL AND GAS PLATFORM",null,null,null,null,null,"rdl:RDS8015624981",null,"An <OIL AND GAS PLATFORM> is a <FACILITY> that is a large offshore structure used to house machinery needed to facilitate the production of oil and natural gas",null,null,null,null,null,"dm:ClassOfFunctionalObject"]
["FACILITY",null,null,null,null,null,"PETROLEUM INSTALLATION",null,null,null,null,null,"rdl:RDS4316634549",null,"A <PETROLEUM INSTALLATION> is a <FACILITY> that an installation located on a petroleum field carrying out the processes and activities related to production of hydrocarbons",null,null,null,null,null,"dm:ClassOfFunctionalObject"]
["FACILITY",null,null,null,null,null,"PLANT",null,null,null,null,null,"rdl:RDS7151797",null,"A <PLANT> is a <FACILITY> that consists of the land, buildings, machinery, apparatus, and fixtures employed in carrying on a trade or an industrial business",null,null,null,null,null,"dm:ClassOfFunctionalObject"]
["PLANT",null,null,null,null,null,null,"OIL AND GAS PRODUCTION FACILITY",null,null,null,null,null,"rdl:RDS7151983",null,"An <OIL AND GAS PRODUCTION FACILITY> is a <PLANT> employed in carrying out the processes and activities required to produce and stabilize hydrocarbons from a reservoir",null,null,null,null,null,"dm:ClassOfFunctionalObject"]
["PLANT",null,null,null,null,null,null,"POWER PLANT",null,null,null,null,null,"rdl:RDS7151921",null,"A <POWER PLANT> is a <PLANT> that is an electric utility generating station",null,null,null,null,null,"dm:ClassOfFunctionalObject"]
["PLANT",null,null,null,null,null,null,"PROCESS PLANT",null,null,null,null,null,"rdl:RDS7151859",null,"A <PROCESS PLANT> is a <PLANT> employed in carrying out chemical processes, including the required supporting processes",null,null,null,null,null,"dm:ClassOfFunctionalObject"]
["PLANT",null,null,null,null,null,null,"STORAGE FACILITY",null,null,null,null,null,"rdl:RDS11523287",null,"A <STORAGE FACILITY> is a <PLANT> intended for storage of material or energy",null,null,null,null,null,"dm:ClassOfFunctionalObject"]
["FunctionalObject",null,null,null,null,"FAN",null,null,null,null,null,"rdl:RDS415169",null,"A <FAN> is a <FunctionalObject> that is intended to deliver or exhaust volumes of vapour or gas at low differential pressure",null,null,null,null,null,"dm:ClassOfFunctionalObject"]
["FunctionalObject",null,null,null,null,"FASTENER",null,null,null,null,null,"rdl:RDS2222107",null,"A <FASTENER> is a <FunctionalObject> that is capable of <FASTENING>",null,null,null,null,null,"dm:ClassOfFunctionalObject"]
["FASTENER",null,null,null,null,null,"ANCHOR",null,null,null,null,null,"rdl:RDS11857705",null,"An <ANCHOR> is a <FASTENER> that is a device for achieving a connection between a fixture and the base material",null,null,null,null,null,"dm:ClassOfFunctionalObject"]
["FASTENER",null,null,null,null,null,"ANCHOR(ship)",null,null,null,null,null,"rdl:RDS2223801",null,"An <ANCHOR(ship)> is a <FASTENER> that is a device to moor a bouyant object to the bottom of a sea, river, canal, or lake",null,null,null,null,null,"dm:ClassOfFunctionalObject"]
["FASTENER",null,null,null,null,null,"BOLT",null,null,null,null,null,"rdl:RDS7190114",null,"A <BOLT> is a <FASTENER> that is a rod or pin shaped object capable of fastening objects together in combination with a <NUT>",null,null,null,null,null,"dm:ClassOfFunctionalObject"]
["FASTENER",null,null,null,null,null,"CABLE FASTENER",null,null,null,null,null,"rdl:RDS812744",null,"A <CABLE FASTENER> is a <FASTENER> that is intended to fasten a cable",null,null,null,null,null,"dm:ClassOfFunctionalObject"]
["FASTENER",null,null,null,null,null,"CLAMP",null,null,null,null,null,"rdl:RDS1324266341",null,"A <CLAMP> is a <FASTENER> where its opposite sides or parts may be screwed or otherwise brought together, so as to seize, hold, compress, or pinch something",null,null,null,null,null,"dm:ClassOfFunctionalObject"]
["FASTENER",null,null,null,null,null,"CLEVIS",null,null,null,null,null,"rdl:RDS5787411",null,"A <CLEVIS> is a <FASTENER> that is a piece of metal, usually U-shaped, with a pin or bolt passing through holes at the two ends, used for attaching or suspending parts",null,null,null,null,null,"dm:ClassOfFunctionalObject"]
["FASTENER",null,null,null,null,null,"CLIP",null,null,null,null,null,"rdl:RDS364596591",null,"A <CLIP> is a <FASTENER> that clasps or grips objects tightly and so holds them fast",null,null,null,null,null,"dm:ClassOfFunctionalObject"]
["FASTENER",null,null,null,null,null,"NUT",null,null,null,null,null,"rdl:RDS420524",null,"A <NUT> is a <FASTENER> in combination with a <BOLT> that is a collar with an internal thread intended to fit onto an external thread, and externally shaped for gripping or turning",null,null,null,null,null,"dm:ClassOfFunctionalObject"]
["FunctionalObject",null,null,null,null,"FILE",null,null,null,null,null,"rdl:RDS2229950",null,"A <FILE> is a <FunctionalObject> for holding other <InformationObject>s together and in order for easy reference",null,null,null,null,null,"dm:ClassOfFunctionalObject"]
["FunctionalObject",null,null,null,null,"FILTER",null,null,null,null,null,"rdl:RDS300689",null,"A <FILTER> is a <FunctionalObject> that is capable of <FILTERING>",null,null,null,null,null,"dm:ClassOfFunctionalObject"]
["FILTER",null,null,null,null,null,"FILTER ELEMENT",null,null,null,null,null,"rdl:RDS43166359203",null,"A <FILTER ELEMENT> is a <FILTER> and that is the part of a filter assembly that is made from filter media",null,null,null,null,null,"dm:ClassOfFunctionalObject"]
["FILTER",null,null,null,null,null,"FLUID FILTER",null,null,null,null,null,"rdl:RDS222227",null,"A <FLUID FILTER> is a <FILTER> for <FILTERING> a <FLUID>",null,null,null,null,null,"dm:ClassOfFunctionalObject"]
["FLUID FILTER",null,null,null,null,null,null,"GAS FILTER",null,null,null,null,null,"rdl:RDS4316755843",null,"A <GAS FILTER> is a <FLUID FILTER> that is specifically designed to filter a gas",null,null,null,null,null,"dm:ClassOfFunctionalObject"]
["FLUID FILTER",null,null,null,null,null,null,"LIQUID FILTER",null,null,null,null,null,"rdl:RDS2220093",null,"A <LIQUID FILTER> is a <FLUID FILTER> that is specifically designed to filter a <LIQUID>",null,null,null,null,null,"dm:ClassOfFunctionalObject"]
["FunctionalObject",null,null,null,null,"FIRE EXTINGUISHING DEVICE",null,null,null,null,null,"rdl:RDS1441888091",null,"A <FIRE EXTINGUISHING DEVICER> is a <FunctionalObject> that has a capability of <FIRE EXTINGUISHING>",null,null,null,null,null,"dm:ClassOfFunctionalObject"]
["FunctionalObject",null,null,null,null,"FLAME DETECTOR",null,null,null,null,null,"rdl:RDS477044",null,"A <FLAME DETECTOR> is a <DETECTOR> using a <FLAME DETECTING MEASURING ELEMENT> that is designed to detect the presence of a flame",null,null,null,null,null,"dm:ClassOfFunctionalObject"]
["FunctionalObject",null,null,null,null,"FLASHER",null,null,null,null,null,"rdl:RDS43166360154",null,"A <FLASHER> is a <FunctionalObject> that is capable of <FLASHING>",null,null,null,null,null,"dm:ClassOfFunctionalObject"]
["FunctionalObject",null,null,null,null,"FLOAT",null,null,null,null,null,"rdl:RDS1009124",null,"A <FLOAT> is an <FunctionalObject> that is capable of <FLOATING> on the surface of a liquid",null,null,null,null,null,"dm:ClassOfFunctionalObject"]
["FLOAT",null,null,null,null,null,"BUOY",null,null,null,null,null,"rdl:RDS11527054",null,"A <BUOY> is an anchored <FLOATER> serving as a navigation mark, to show reefs or other hazards, or for mooring",null,null,null,null,null,"dm:ClassOfFunctionalObject"]
["FunctionalObject",null,null,null,null,"FLOW DETECTOR",null,null,null,null,null,"rdl:RDS1008719",null,"A <FLOW DETECTOR> is a <DETECTOR> using a <FLOW MEASURING ELEMENT> that is designed to detect whether a fluid flow exists",null,null,null,null,null,"dm:ClassOfFunctionalObject"]
["FunctionalObject",null,null,null,null,"FLUID LEAK DETECTOR",null,null,null,null,null,"rdl:RDS880604",null,"A <FLUID LEAK DETECTOR> is a <DETECTOR> using a <FLUID LEAK DETECTION MEASURING ELEMENT> designed to detect fluid leaks",null,null,null,null,null,"dm:ClassOfFunctionalObject"]
["FunctionalObject",null,null,null,null,"FLUID STATE CHANGER",null,null,null,null,null,"rdl:RDS905761311",null,"A <FLUID STATE CHANGER> is a <FunctionalObject> that has a capability of changing the <STATE(physics)> of a <FLUID>",null,null,null,null,null,"dm:ClassOfFunctionalObject"]
["FunctionalObject",null,null,null,null,"FOUNDATION",null,null,null,null,null,"rdl:RDS487624691",null,"A <FOUNDATION> is a <FunctionalObject> that is capable of <FOUNDING>",null,null,null,null,null,"dm:ClassOfFunctionalObject"]
["FunctionalObject",null,null,null,null,"FRACTIONATOR",null,null,null,null,null,"rdl:RDS4316636221",null,"A <FRACTIONATOR> is a <FunctionalObject> that is capable of <FRACTIONATING>",null,null,null,null,null,"dm:ClassOfFunctionalObject"]
["FunctionalObject",null,null,null,null,"GAS DETECTOR",null,null,null,null,null,"rdl:RDS2223230",null,"A <GAS DETECTOR> is a <DETECTOR> using a <GAS DETECTING MEASURING ELEMENT> that is intended to sense the presence of a specified concentration of a gas",null,null,null,null,null,"dm:ClassOfFunctionalObject"]
["GAS DETECTOR",null,null,null,null,null,"H2S DETECTOR",null,null,null,null,null,"rdl:RDS1008764",null,"An <H2S DETECTOR> is an <INSTRUMENTATION ITEM> and a <GAS DETECTOR> that is designed for detecting Hydrogen Sulfide",null,null,null,null,null,"dm:ClassOfFunctionalObject"]
["GAS DETECTOR",null,null,null,null,null,"HC GAS INFRARED POINT DETECTOR",null,null,null,null,null,"rdl:RDS7057881",null,"An <HC GAS INFRARED POINT DETECTOR> is an <INSTRUMENTATION ITEM> and a <GAS DETECTOR> that is designed for detecting Hydrocarbon Gas",null,null,null,null,null,"dm:ClassOfFunctionalObject"]
["GAS DETECTOR",null,null,null,null,null,"HF IN AIR DETECTOR",null,null,null,null,null,"rdl:RDS6599262",null,"An <HF IN AIR DETECTOR> is an <INSTRUMENTATION ITEM> and a <GAS DETECTOR> that is intended to detect the presence of hydrogen fluoride (fluoric acid) in air",null,null,null,null,null,"dm:ClassOfFunctionalObject"]
["FunctionalObject",null,null,null,null,"GASIFIER",null,null,null,null,null,"rdl:RDS4316755885",null,"A <GASIFIER> is a <FunctionalObject> that is capable of <GASSIFYING>",null,null,null,null,null,"dm:ClassOfFunctionalObject"]
["FunctionalObject",null,null,null,null,"GAUGE",null,null,null,null,null,"rdl:RDS2220130",null,"A <GAUGE> is a <FunctionalObject> that is a stand-alone device used to make measurements",null,null,null,null,null,"dm:ClassOfFunctionalObject"]
["GAUGE","INSTRUMENTATION FUNCTION",null,null,null,null,"PROCESS GAUGE",null,null,null,null,null,"rdl:RDS462644",null,"A <PROCESS GAUGE> is a <INSTRUMENTATION FUNCTION> and a <GAUGE> that is a stand-alone device for measuring or sighting a process variable",null,null,null,null,null,"dm:ClassOfFunctionalObject"]
["PROCESS GAUGE",null,null,null,null,null,null,"FLOW GAUGE",null,null,null,null,null,"rdl:RDS879929",null,"A <FLOW GAUGE> is a <PROCESS GAUGE> using a <FLOW MEASURING ELEMENT> intended to indicate a liquid or gas flow",null,null,null,null,null,"dm:ClassOfFunctionalObject"]
["PROCESS GAUGE",null,null,null,null,null,null,"LEVEL GAUGE",null,null,null,null,null,"rdl:RDS462689",null,"A <LEVEL GAUGE> is a <PROCESS GAUGE> using a <LEVEL MEASURING ELEMENT>, that is intended to display a representation of a measured level",null,null,null,null,null,"dm:ClassOfFunctionalObject"]
["PROCESS GAUGE",null,null,null,null,null,null,"PRESSURE GAUGE",null,null,null,null,null,"rdl:RDS1459688721",null,"A <PRESSURE GAUGE> is a <PROCESS GAUGE> using a <PRESSURE MEASURING ELEMENT>",null,null,null,null,null,"dm:ClassOfFunctionalObject"]
["PROCESS GAUGE",null,null,null,null,null,null,"TEMPERATURE GAUGE",null,null,null,null,null,"rdl:RDS417824",null,"A <TEMPERATURE GAUGE> is a <PROCESS GAUGE> using a <TEMPERATURE MEASURING ELEMENT> that is intended to measure and indicate a <TEMPERATURE>",null,null,null,null,null,"dm:ClassOfFunctionalObject"]
["FunctionalObject",null,null,null,null,"GENERATOR",null,null,null,null,null,"rdl:RDS1049412291",null,"A <GENERATOR> is a <FunctionalObject> that has a capability of <GENERATING>",null,null,null,null,null,"dm:ClassOfFunctionalObject"]
["GENERATOR","MACHINE",null,null,null,null,"ELECTRIC GENERATOR",null,null,null,null,null,"rdl:RDS415709",null,"An <ELECTRIC GENERATOR> is a <GENERATOR> and a <MACHINE> that transforms non-electric energy into electric energy",null,null,null,null,null,"dm:ClassOfFunctionalObject"]
["GENERATOR",null,null,null,null,null,"GAS GENERATOR",null,null,null,null,null,"rdl:RDS5762374",null,"A <GAS GENERATOR> is a <GENERATOR> for producing gas from coal, e.g. water gas, by alternating combustion of coal and reduction of steam",null,null,null,null,null,"dm:ClassOfFunctionalObject"]
["GENERATOR","SYSTEM",null,null,null,null,"GENERATING SET",null,null,null,null,null,"rdl:RDS1011734",null,"A <GENERATING SET> is a <GENERATOR> and a <SYSTEM> that is an assembly of rotating machines transforming mechanical or thermal energy into electricity",null,null,null,null,null,"dm:ClassOfFunctionalObject"]
["GENERATOR","SYSTEM",null,null,null,null,"POWER GENERATION SYSTEM",null,null,null,null,null,"rdl:RDS13068950",null,"A <POWER GENERATION SYSTEM> is a <GENERATOR> and a <SYSTEM> intended for power generation",null,null,null,null,null,"dm:ClassOfFunctionalObject"]
["BOILER","GENERATOR",null,null,null,null,"STEAM GENERATOR",null,null,null,null,null,"rdl:RDS13306207",null,"A <STEAM GENERATOR> is a <BOILER> and a <GENERATOR> for the generation of steam",null,null,null,null,null,"dm:ClassOfFunctionalObject"]
["FunctionalObject",null,null,null,null,"GIRDER",null,null,null,null,null,"rdl:RDS500783091",null,"A <GIRDER> is a <FunctionalObject> that has the capability of <GIRDING>",null,null,null,null,null,"dm:ClassOfFunctionalObject"]
["FunctionalObject",null,null,null,null,"GRANULATOR",null,null,null,null,null,"rdl:RDS11589580",null,"A <GRANULATOR> is a <FunctionalObject> that has the capability of <GRANULATING>",null,null,null,null,null,"dm:ClassOfFunctionalObject"]
["FunctionalObject",null,null,null,null,"GRINDER",null,null,null,null,null,"rdl:RDS2221652",null,"A <GRINDER> is a <FunctionalObject> that has the capability of <GRINDING>",null,null,null,null,null,"dm:ClassOfFunctionalObject"]
["GRINDER","MACHINE",null,null,null,null,"GRINDING MACHINE",null,null,null,null,null,"rdl:RDS7038956",null,"A <GRINDING MACHINE> is a <MACHINE> and a <GRINDER> by the abrasive action of a high-speed grinding wheel or disc",null,null,null,null,null,"dm:ClassOfFunctionalObject"]
["FunctionalObject",null,null,null,null,"GUIDE",null,null,null,null,null,"rdl:RDS15378628",null,"A <GUIDE> is a <FunctionalObject> that has the capability of <GUIDING>",null,null,null,null,null,"dm:ClassOfFunctionalObject"]
["GUIDE",null,null,null,null,null,"RAIL",null,null,null,null,null,"rdl:RDS418744201",null,"A <RAIL> is a <GUIDE> that is a bar of rolled steel forming a track that is <GUIDING> wheeled vehicles",null,null,null,null,null,"dm:ClassOfFunctionalObject"]
["FunctionalObject",null,null,null,null,"HEATER",null,null,null,null,null,"rdl:RDS13048646",null,"A <HEATER> is a <FunctionalObject> that has the capability of <HEATING>",null,null,null,null,null,"dm:ClassOfFunctionalObject"]
["HEATER",null,null,null,null,null,"BOILER",null,null,null,null,null,"rdl:RDS14058190",null,"A <BOILER> is a <HEATER> that brings a <LIQUID> to its boiling point",null,null,null,null,null,"dm:ClassOfFunctionalObject"]
["HEATER",null,null,null,null,null,"FURNACE",null,null,null,null,null,"rdl:RDS441134",null,"A <FURNACE> is a <HEATER> that is intended to induce a reaction in a process fluid by heating it",null,null,null,null,null,"dm:ClassOfFunctionalObject"]
["HEATER",null,null,null,null,null,"GAS HEATER",null,null,null,null,null,"rdl:RDS14069395",null,"A <GAS HEATER> is a <HEATER> that is intended to heat gas",null,null,null,null,null,"dm:ClassOfFunctionalObject"]
["HEATER","SYSTEM",null,null,null,null,"HEATING SYSTEM",null,null,null,null,null,"rdl:RDS276299",null,"A <HEATING SYSTEM> is a <HEATER> and a <SYSTEM> which is intended to provide product heating during processing and in further treatment operations",null,null,null,null,null,"dm:ClassOfFunctionalObject"]
["HEATER",null,null,null,null,null,"OVEN",null,null,null,null,null,"rdl:RDS13610750",null,"An <OVEN> is a <HEATER> that is a chamber, fixed or portable, for the heating or drying of substances in chemical, metallurgical, or manufacturing processes",null,null,null,null,null,"dm:ClassOfFunctionalObject"]
["HEATER",null,null,null,null,null,"STEAM HEATER",null,null,null,null,null,"rdl:RDS14069665",null,"A <STEAM HEATER> is a <HEATER> that utilize the heat energy of steam for heating another medium",null,null,null,null,null,"dm:ClassOfFunctionalObject"]
["FunctionalObject",null,null,null,null,"HUMIDIFIER",null,null,null,null,null,"rdl:RDS477404",null,"A <HUMIDIFiER> is a <FunctionalObject> that has the capability of <HUMIDIFYING>",null,null,null,null,null,"dm:ClassOfFunctionalObject"]
["FunctionalObject",null,null,null,null,"HUMIDITY DETECTOR",null,null,null,null,null,"rdl:RDS880469",null,"A <HUMIDITY DETECTOR> is a<DETECTOR> using a <HUMIDITY MEASURING ELEMENT> that is intended to detect ambient humidity",null,null,null,null,null,"dm:ClassOfFunctionalObject"]
["FunctionalObject",null,null,null,null,"IDENTIFIER",null,null,null,null,null,"rdl:RDS2224300",null,"An <IDENTIFIER> is a <FunctionalObject> that has <IDENTIFICATION> as purpose",null,null,null,null,null,"dm:ClassOfFunctionalObject"]
["FunctionalObject",null,null,null,null,"IGNITOR",null,null,null,null,null,"rdl:RDS672897771",null,"An <IGNITOR> is a <FunctionalObject> that has a capability of <IGNITING>",null,null,null,null,null,"dm:ClassOfFunctionalObject"]
["FunctionalObject",null,null,null,null,"ILLUMINATOR",null,null,null,null,null,"rdl:RDS16207596",null,"An <ILLUMINATOR> is a <FunctionalObject> that has a capability of <<ILLUMINATING>",null,null,null,null,null,"dm:ClassOfFunctionalObject"]
["ILLUMINATOR",null,null,null,null,null,"LAMP",null,null,null,null,null,"rdl:RDS959759",null,"A <LAMP> is an <ILLUMINATOR>, intended to produce an optical radiation, usually visible",null,null,null,null,null,"dm:ClassOfFunctionalObject"]
["ILLUMINATOR",null,null,null,null,null,"LIGHT SOURCE",null,null,null,null,null,"rdl:RDS17600588",null,"A <LIGHT SOURCE> is an <ILLUMINATOR> and that is serving as a source of illumination",null,null,null,null,null,"dm:ClassOfFunctionalObject"]
["FunctionalObject",null,null,null,null,"IMAGER",null,null,null,null,null,"rdl:RDS2222916",null,"An <IMAGER> is a <FunctionalObject> that is capable of <IMAGING>",null,null,null,null,null,"dm:ClassOfFunctionalObject"]
["FunctionalObject",null,null,null,null,"INDUCTOR",null,null,null,null,null,"rdl:RDS869174",null,"An <INDUCTOR> is a <FunctionalObject> that has the capability of <INDUCING>",null,null,null,null,null,"dm:ClassOfFunctionalObject"]
["FunctionalObject",null,null,null,null,"INJECTOR",null,null,null,null,null,"rdl:RDS2224330",null,"An <INJECTOR> is a <FunctionalObject> that is capable of <INJECTING>",null,null,null,null,null,"dm:ClassOfFunctionalObject"]
["FunctionalObject",null,null,null,null,"INSPECTOR",null,null,null,null,null,"rdl:RDS8649224",null,"An <INSPECTOR> is a <FunctionalObject> that has the capability of <INSPECTING>",null,null,null,null,null,"dm:ClassOfFunctionalObject"]
["FunctionalObject",null,null,null,null,"INSTRUMENTATION FUNCTION",null,null,null,null,null,"rdl:RDS2225050",null,"An <INSTRUMENTATION FUNCTION> is a <FunctionalObject> that is capable of one or more of the following activities: <ACTUATING>, <COMPUTING>, <CONTROLLING>, <DETECTING>, <INDICATING>, <MEASURING>, <MONITORING>, <PROTECTING>, <RECORDING>, <REGULATING>, <SIGNAL AMPLIFYING>, <SIGNAL CONVERTING>, <SIGNAL CONVEYING>, <SWITCHING>, <TRANSDUCING>, <TRANSMITTING>, and <WARNING> related to physical variables (quantities)",null,null,null,null,null,"dm:ClassOfFunctionalObject"]
["INSTRUMENTATION FUNCTION",null,null,null,null,null,"BOOLEAN LOGIC FUNCTION",null,null,null,null,null,"rdl:RDS222482",null,"A <BOOLEAN LOGIC FUNCTION> is an <INSTRUMENTATION FUNCTION> that is capable of <EXECUTING> Boolean logic",null,null,null,null,null,"dm:ClassOfFunctionalObject"]
["INSTRUMENTATION FUNCTION",null,null,null,null,null,"CONTROLLER",null,null,null,null,null,"rdl:RDS289844",null,"A <CONTROLLER> is an <INSTRUMENTATION FUNCTION> that is capable of <CONTROLLING>",null,null,null,null,null,"dm:ClassOfFunctionalObject"]
["CONTROLLER","SYSTEM",null,null,null,null,null,"CONTROL SYSTEM",null,null,null,null,null,"rdl:RDS13610030",null,"A <CONTROL SYSTEM> is a <SYSTEM> and a <CONTROLLER> intended to control the operation of a machine, unit or process",null,null,null,null,null,"dm:ClassOfFunctionalObject"]
["CONTROLLER",null,null,null,null,null,null,"MOTOR CONTROLLER",null,null,null,null,null,"rdl:RDS1008359",null,"A <MOTOR CONTROLLER> is a <CONTROLLER> that serves to govern in some predetermined manner the performance of an electric motor",null,null,null,null,null,"dm:ClassOfFunctionalObject"]
["INSTRUMENTATION FUNCTION",null,null,null,null,null,"FINAL CONTROL FUNCTION",null,null,null,null,null,"rdl:RDS2220650",null,"A <FINAL CONTROL FUNCTION> is an <INSTRUMENTATION FUNCTION> that physically changes a process in response to a change in the output from a <CONTROLLER>",null,null,null,null,null,"dm:ClassOfFunctionalObject"]
["FINAL CONTROL FUNCTION","VALVE",null,null,null,null,null,"CONTROL VALVE",null,null,null,null,null,"rdl:RDS297539",null,"A <CONTROL VALVE> is a <VALVE> and an <FINAL CONTROL FUNCTION>, operated by an <ACTUATOR> that can be used to modify (regulate) the fluid flow rate in response to a signal from a <PROCESS CONTROL DEVICE>",null,null,null,null,null,"dm:ClassOfFunctionalObject"]
["FINAL CONTROL FUNCTION","STANDARD SIGNAL RECEIVER",null,null,null,null,null,"POSITIONER",null,null,null,null,null,"rdl:RDS415844",null,"A <POSITIONER> is a <FINAL CONTROL FUNCTION> and a <STANDARD SIGNAL RECEIVER> that is intended to position a given item in proportion with a <STANDARD SIGNAL>",null,null,null,null,null,"dm:ClassOfFunctionalObject"]
["INSTRUMENTATION FUNCTION",null,null,null,null,null,"INDICATOR",null,null,null,null,null,"rdl:RDS418499",null,"An <INDICATOR> is an <INSTRUMENTATION FUNCTION> that has a capability of <INDICATING>",null,null,null,null,null,"dm:ClassOfFunctionalObject"]
["INDICATOR",null,null,null,null,null,null,"PROCESS VARIABLE METER",null,null,null,null,null,"rdl:RDS2229045",null,"A <PROCESS VARIABLE METER> is an<INDICATOR> that is stand-alone and that has been specifically designed for the given service",null,null,null,null,null,"dm:ClassOfFunctionalObject"]
["PROCESS VARIABLE METER",null,null,null,null,null,null,null,"AREOMETER",null,null,null,null,null,"rdl:RDS8180060",null,"An <AREOMETER> is a <PROCESS VARIABLE METER> consisting of a graduated glass tube terminating in a loaded bulb, for measuring the specific gravity of fluids",null,null,null,null,null,"dm:ClassOfFunctionalObject"]
["PROCESS VARIABLE METER",null,null,null,null,null,null,null,"CONDUCTIVITY METER",null,null,null,null,null,"rdl:RDS878714",null,"A <CONDUCTIVITY METER> is a <PROCESS VARIABLE METER> that is used for measuring electrical conductivity in fluids",null,null,null,null,null,"dm:ClassOfFunctionalObject"]
["PROCESS VARIABLE METER",null,null,null,null,null,null,null,"CORROSION METER",null,null,null,null,null,"rdl:RDS5859071",null,"A <CORROSION METER> is a <PROCESS VARIABLE METER> intended to measure and indicate and/or produce a signal which represents the rate or degree of corrosion",null,null,null,null,null,"dm:ClassOfFunctionalObject"]
["PROCESS VARIABLE METER",null,null,null,null,null,null,null,"COULOMETER",null,null,null,null,null,"rdl:RDS915479",null,"A <COULOMETER> is a <PROCESS VARIABLE METER> for determining the amount of a substance released during electrolysis by measuring the electrical charge",null,null,null,null,null,"dm:ClassOfFunctionalObject"]
["PROCESS VARIABLE METER",null,null,null,null,null,null,null,"DENSITOMETER",null,null,null,null,null,"rdl:RDS884789",null,"A <DENSITOMETER> is a <PROCESS VARIABLE METER> that measures the degree of darkness in photographic or semitransparent material. The densitometer is basically a light source aimed at a photoelectric cell which determines the density of the sample from differences in the readings",null,null,null,null,null,"dm:ClassOfFunctionalObject"]
["PROCESS VARIABLE METER",null,null,null,null,null,null,null,"DIFFERENTIAL PRESSURE METER",null,null,null,null,null,"rdl:RDS879299",null,"A <DIFFERENTIAL PRESSURE METER> is a <PROCESS VARIABLE METER> that is intended to measure and indicate and/or produce a signal which represent a measured differential pressure",null,null,null,null,null,"dm:ClassOfFunctionalObject"]
["PROCESS VARIABLE METER",null,null,null,null,null,null,null,"DYNAMOMETER",null,null,null,null,null,"rdl:RDS7924104",null,"A <DYNAMOMETER> is a <PROCESS VARIABLE METER> that is intended for measuring the brake horsepower of a prime mover or engine",null,null,null,null,null,"dm:ClassOfFunctionalObject"]
["PROCESS VARIABLE METER",null,null,null,null,null,null,null,"RATED CAPACITY INDICATOR",null,null,null,null,null,"rdl:RDS1325731911",null,"A <RATED CAPACITY INDICATOR> is a <PROCESS VARIABLE METER> using a <WEIGHT MEASURING ELEMENT>, that provides a crane operator with information required to operate a crane within safe working limits",null,null,null,null,null,"dm:ClassOfFunctionalObject"]
["PROCESS VARIABLE METER",null,null,null,null,null,null,null,"SOUND LEVEL METER",null,null,null,null,null,"rdl:RDS6635318",null,"A <SOUND LEVEL METER> is a <PROCESS VARIABLE METER> for the measurement of sound level with a standard frequency weighting and a standard exponential time weighting",null,null,null,null,null,"dm:ClassOfFunctionalObject"]
["PROCESS VARIABLE METER",null,null,null,null,null,null,null,"SPEED METER",null,null,null,null,null,"rdl:RDS883124",null,"A <SPEED METER> is a <MEASURING INSTRUMENT> that is intended to measure the upload and download speed of a internet connection",null,null,null,null,null,"dm:ClassOfFunctionalObject"]
["PROCESS VARIABLE METER",null,null,null,null,null,null,null,"TACHOMETER",null,null,null,null,null,"rdl:RDS884834",null,"A <TACHOMETER> is a <PROCESS MEASURING INSTRUMENT> that is intended to measure and indicate and/or produce a signal which represents the measured speed of rotation",null,null,null,null,null,"dm:ClassOfFunctionalObject"]
["PROCESS VARIABLE METER",null,null,null,null,null,null,null,"TOTAL PRESSURE INSTRUMENT",null,null,null,null,null,"rdl:RDS5770755",null,"A <TOTAL PRESSURE INSTRUMENT> is a <PROCESS MEASURING INSTRUMENT> that is intended for activating and read pneumatic piezometers, total pressure cells and settlement cells",null,null,null,null,null,"dm:ClassOfFunctionalObject"]
["PROCESS VARIABLE METER",null,null,null,null,null,null,null,"VIBRATION METER",null,null,null,null,null,"rdl:RDS883664",null,"A <VIBRATION METER> is a <PROCESS MEASURING INSTRUMENT> for vibration measurements (frequency and amplitude), consisting of an instrument part and a vibration probe",null,null,null,null,null,"dm:ClassOfFunctionalObject"]
["PROCESS VARIABLE METER",null,null,null,null,null,null,null,"WEIGHT LOAD INDICATOR",null,null,null,null,null,"rdl:RDS1325747151",null,"A <WEIGHT LOAD INDICATOR> is a <PROCESS VARIABLE INDICATOR> using a <WEIGHT MEASURING ELEMENT> that displays the weight of materials or products being lifted",null,null,null,null,null,"dm:ClassOfFunctionalObject"]
["INDICATOR",null,null,null,null,null,null,"TIME INDICATOR",null,null,null,null,null,"rdl:RDS17602760",null,"A <TIME INDICATOR> is a <INDICATOR> that indicates time",null,null,null,null,null,"dm:ClassOfFunctionalObject"]
["INSTRUMENTATION FUNCTION","SIGNAL CIRCUIT ELEMENT",null,null,null,null,"INSTRUMENT LOOP ELEMENT",null,null,null,null,null,"rdl:RDS222220",null,"An <INSTRUMENT LOOP ELEMENT> is a <INSTRUMENTATION FUNCTION> and a <SIGNAL CIRCUIT ELEMENT> capable of operating as a part in an <INSTRUMENT LOOP>",null,null,null,null,null,"dm:ClassOfFunctionalObject"]
["INSTRUMENTATION FUNCTION","SIGNAL CIRCUIT","SYSTEM",null,null,null,"INSTRUMENT LOOP SYSTEM",null,null,null,null,null,"rdl:RDS222493",null,"An <INSTRUMENT LOOP SYSTEM> is an <INSTRUMENTATION FUNCTION> and a <SIGNAL CIRCUIT> and a <SYSTEM> that has two or more interlinked <INSTRUMENTATION FUNCTION>s",null,null,null,null,null,"dm:ClassOfFunctionalObject"]
["INSTRUMENT LOOP SYSTEM",null,null,null,null,null,null,"INSTRUMENT LOOP FOR ANALYSIS",null,null,null,null,null,"rdl:RDS2221126",null,"An <INSTRUMENT LOOP FOR ANALYSIS> is an <INSTRUMENT LOOP SYSTEM> for <ANALYSIS>",null,null,null,null,null,"dm:ClassOfFunctionalObject"]
["INSTRUMENT LOOP SYSTEM",null,null,null,null,null,null,"INSTRUMENT LOOP FOR DISPLACEMENT",null,null,null,null,null,"rdl:RDS2229101",null,"An <INSTRUMENT LOOP FOR DISPLACEMENT> is an <INSTRUMENT LOOP SYSTEM> for <DISPLACEMENT>",null,null,null,null,null,"dm:ClassOfFunctionalObject"]
["INSTRUMENT LOOP SYSTEM",null,null,null,null,null,null,"INSTRUMENT LOOP FOR DUST DETECTION",null,null,null,null,null,"rdl:RDS2229102",null,"An <INSTRUMENT LOOP FOR DUST DETECTION> is an <INSTRUMENT LOOP SYSTEM> for <DUST DETECTION>",null,null,null,null,null,"dm:ClassOfFunctionalObject"]
["INSTRUMENT LOOP SYSTEM",null,null,null,null,null,null,"INSTRUMENT LOOP FOR ELECTRICAL VARIABLE",null,null,null,null,null,"rdl:RDS2229103",null,"An <INSTRUMENT LOOP FOR ELECTRICAL VARIABLE> is an <INSTRUMENT LOOP SYSTEM> for <ELECTRICAL VARIABLE>",null,null,null,null,null,"dm:ClassOfFunctionalObject"]
["INSTRUMENT LOOP SYSTEM",null,null,null,null,null,null,"INSTRUMENT LOOP FOR EROSION DETECTION",null,null,null,null,null,"rdl:RDS2229104",null,"An <INSTRUMENT LOOP FOR EROSION DETECTION> is an <INSTRUMENT LOOP SYSTEM> for <EROSION DETECTION>",null,null,null,null,null,"dm:ClassOfFunctionalObject"]
["INSTRUMENT LOOP SYSTEM",null,null,null,null,null,null,"INSTRUMENT LOOP FOR FIRE DETECTION",null,null,null,null,null,"rdl:RDS2229105",null,"An <INSTRUMENT LOOP FOR FIRE DETECTION> is an <INSTRUMENT LOOP SYSTEM> for <FIRE DETECTION>",null,null,null,null,null,"dm:ClassOfFunctionalObject"]
["INSTRUMENT LOOP SYSTEM",null,null,null,null,null,null,"INSTRUMENT LOOP FOR FLOW RATE",null,null,null,null,null,"rdl:RDS2221122",null,"An <INSTRUMENT LOOP FOR FLOW RATE> is an <INSTRUMENT LOOP SYSTEM> for <FLOW RATE>",null,null,null,null,null,"dm:ClassOfFunctionalObject"]
["INSTRUMENT LOOP SYSTEM",null,null,null,null,null,null,"INSTRUMENT LOOP FOR FORCE",null,null,null,null,null,"rdl:RDS2229106",null,"An <INSTRUMENT LOOP FOR FORCE> is an <INSTRUMENT LOOP SYSTEM> for <FORCE>",null,null,null,null,null,"dm:ClassOfFunctionalObject"]
["INSTRUMENT LOOP SYSTEM",null,null,null,null,null,null,"INSTRUMENT LOOP FOR GAS DETECTION",null,null,null,null,null,"rdl:RDS2229107",null,"An <INSTRUMENT LOOP FOR GAS DETECTION> is an <INSTRUMENT LOOP SYSTEM> for <GAS DETECTION>",null,null,null,null,null,"dm:ClassOfFunctionalObject"]
["INSTRUMENT LOOP SYSTEM",null,null,null,null,null,null,"INSTRUMENT LOOP FOR LEAK DETECTION",null,null,null,null,null,"rdl:RDS2229108",null,"An <INSTRUMENT LOOP FOR LEAK DETECTION> is an <INSTRUMENT LOOP SYSTEM> for <LEAK DETECTION>",null,null,null,null,null,"dm:ClassOfFunctionalObject"]
["INSTRUMENT LOOP SYSTEM",null,null,null,null,null,null,"INSTRUMENT LOOP FOR LEVEL",null,null,null,null,null,"rdl:RDS2221123",null,"An <INSTRUMENT LOOP FOR LEVEL> is an <INSTRUMENT LOOP SYSTEM> for liquid <LEVEL>",null,null,null,null,null,"dm:ClassOfFunctionalObject"]
["INSTRUMENT LOOP SYSTEM",null,null,null,null,null,null,"INSTRUMENT LOOP FOR MIST DETECTION",null,null,null,null,null,"rdl:RDS2229109",null,"An <INSTRUMENT LOOP FOR MIST DETECTION> is an <INSTRUMENT LOOP SYSTEM> for <MIST DETECTION>",null,null,null,null,null,"dm:ClassOfFunctionalObject"]
["INSTRUMENT LOOP SYSTEM",null,null,null,null,null,null,"INSTRUMENT LOOP FOR POSITION",null,null,null,null,null,"rdl:RDS2229110",null,"An <INSTRUMENT LOOP FOR POSITION> is an <INSTRUMENT LOOP SYSTEM> for <POSITION>",null,null,null,null,null,"dm:ClassOfFunctionalObject"]
["INSTRUMENT LOOP SYSTEM",null,null,null,null,null,null,"INSTRUMENT LOOP FOR PRESSURE",null,null,null,null,null,"rdl:RDS2221124",null,"An <INSTRUMENT LOOP FOR PRESSURE> is an <INSTRUMENT LOOP SYSTEM> for <PRESSURE>",null,null,null,null,null,"dm:ClassOfFunctionalObject"]
["INSTRUMENT LOOP SYSTEM",null,null,null,null,null,null,"INSTRUMENT LOOP FOR PROXIMITY",null,null,null,null,null,"rdl:RDS2229111",null,"An <INSTRUMENT LOOP FOR PROXIMITY> is an <INSTRUMENT LOOP SYSTEM> for <PROXIMITY>",null,null,null,null,null,"dm:ClassOfFunctionalObject"]
["INSTRUMENT LOOP SYSTEM",null,null,null,null,null,null,"INSTRUMENT LOOP FOR RADIATION",null,null,null,null,null,"rdl:RDS2229112",null,"An <INSTRUMENT LOOP FOR RADIATION> is an <INSTRUMENT LOOP SYSTEM> for <RADIATION>",null,null,null,null,null,"dm:ClassOfFunctionalObject"]
["INSTRUMENT LOOP SYSTEM",null,null,null,null,null,null,"INSTRUMENT LOOP FOR SAND DETECTION",null,null,null,null,null,"rdl:RDS2229113",null,"An <INSTRUMENT LOOP FOR SAND DETECTION> is an <INSTRUMENT LOOP SYSTEM> for <SAND DETECTION>",null,null,null,null,null,"dm:ClassOfFunctionalObject"]
["INSTRUMENT LOOP SYSTEM",null,null,null,null,null,null,"INSTRUMENT LOOP FOR SPEED",null,null,null,null,null,"rdl:RDS2229114",null,"An <INSTRUMENT LOOP FOR SPEED> is an <INSTRUMENT LOOP SYSTEM> for <SPEED>",null,null,null,null,null,"dm:ClassOfFunctionalObject"]
["INSTRUMENT LOOP SYSTEM",null,null,null,null,null,null,"INSTRUMENT LOOP FOR TEMPERATURE",null,null,null,null,null,"rdl:RDS2221125",null,"An <INSTRUMENT LOOP FOR TEMPERATURE> is an <INSTRUMENT LOOP SYSTEM> for <TEMPERATURE>",null,null,null,null,null,"dm:ClassOfFunctionalObject"]
["INSTRUMENT LOOP SYSTEM",null,null,null,null,null,null,"INSTRUMENT LOOP FOR WATER DETECTION",null,null,null,null,null,"rdl:RDS2229117",null,"An <INSTRUMENT LOOP FOR WATER DETECTION> is an <INSTRUMENT LOOP SYSTEM> for detection of presence of water",null,null,null,null,null,"dm:ClassOfFunctionalObject"]
["INSTRUMENT LOOP SYSTEM",null,null,null,null,null,null,"INSTRUMENT LOOP FOR WEIGHT",null,null,null,null,null,"rdl:RDS2229118",null,"An <INSTRUMENT LOOP FOR WEIGHT> is an <INSTRUMENT LOOP SYSTEM> for <WEIGHT>",null,null,null,null,null,"dm:ClassOfFunctionalObject"]
["INSTRUMENT LOOP SYSTEM",null,null,null,null,null,null,"INSTRUMENT LOOP FOR ANTI SURGE PROTECTION",null,null,null,null,null,"rdl:RDS2220946",null,"An <INSTRUMENT LOOP FOR ANTI SURGE> is an <INSTRUMENT LOOP SYSTEM> for <ANTI SURGE PROTECTION>",null,null,null,null,null,"dm:ClassOfFunctionalObject"]
["INSTRUMENTATION FUNCTION","SYSTEM",null,null,null,null,"INSTRUMENTATION SYSTEM",null,null,null,null,null,"rdl:RDS222491",null,"An <INSTRUMENTATION SYSTEM> is a <INSTRUMENTATION FUNCTION> and a <SYSTEM>",null,null,null,null,null,"dm:ClassOfFunctionalObject"]
["INSTRUMENTATION FUNCTION",null,null,null,null,null,"MEASURING FUNCTION",null,null,null,null,null,"rdl:RDS1415826371",null,"A <MEASURING FUNCTION> is an <INSTRUMENTATION FUNCTION> that is capable of <MEASURING>",null,null,null,null,null,"dm:ClassOfFunctionalObject"]
["MEASURING FUNCTION",null,null,null,null,null,null,"MEASURING ELEMENT",null,null,null,null,null,"rdl:RDS222444",null,"A <MEASURING ELEMENT> is a <MEASURING FUNCTION> used for the measurement of a <Property>. It is defined independently from any other <INSTRUMENTATION DEVICE> that is handling that measurement result and that may or may not house that <MEASURING ELEMENT>",null,null,null,null,null,"dm:ClassOfFunctionalObject"]
["MEASURING ELEMENT",null,null,null,null,null,null,null,"ACCELERATION MEASURING ELEMENT",null,null,null,null,null,"rdl:RDS222500",null,"An <ACCELERATION MEASURING ELEMENT> is a <MEASURING ELEMENT> for <ACCELERATION> measurement",null,null,null,null,null,"dm:ClassOfFunctionalObject"]
["MEASURING ELEMENT",null,null,null,null,null,null,null,"ANALYSIS MEASURING ELEMENT",null,null,null,null,null,"rdl:RDS222501",null,"An <ANALYSIS MEASURING ELEMENT> is a <MEASURING ELEMENT> for <ANALYSIS> purposes",null,null,null,null,null,"dm:ClassOfFunctionalObject"]
["ANALYSIS MEASURING ELEMENT",null,null,null,null,null,null,null,null,"ABSOLUTE HUMIDITY PROBE",null,null,null,null,null,"rdl:RDS222504",null,"An <ABSOLUTE HUMIDITY PROBE> is an <INSTRUMENTATION ITEM> and a <ANALYSIS MEASURING ELEMENT> for measurement of <ABSOLUTE HUMIDITY>",null,null,null,null,null,"dm:ClassOfFunctionalObject"]
["ANALYSIS MEASURING ELEMENT",null,null,null,null,null,null,null,null,"CONDUCTIVITY CELL",null,null,null,null,null,"rdl:RDS5770462",null,"An <CONDUCTIVITY CELL> is an <INSTRUMENTATION ITEM> and a <ANALYSIS MEASURING ELEMENT> for measurement of <CONDUCTIVITY>",null,null,null,null,null,"dm:ClassOfFunctionalObject"]
["ANALYSIS MEASURING ELEMENT",null,null,null,null,null,null,null,null,"CORROSION PROBE",null,null,null,null,null,"rdl:RDS648179",null,"A <CORROSION PROBE> is an <ANALYSIS MEASURING ELEMENT> that is a piece of suitable metal meant to corrode and give an indication of the corrosion rate",null,null,null,null,null,"dm:ClassOfFunctionalObject"]
["ANALYSIS MEASURING ELEMENT",null,null,null,null,null,null,null,null,"KNOCK SENSOR",null,null,null,null,null,"rdl:RDS6466164",null,"A <KNOCK SENSOR> is an <ANALYSIS MEASURING ELEMENT> that is intended to detect engine knock in a combustion engine",null,null,null,null,null,"dm:ClassOfFunctionalObject"]
["ANALYSIS MEASURING ELEMENT",null,null,null,null,null,null,null,null,"MOISTURE SENSING ELEMENT",null,null,null,null,null,"rdl:RDS5772924",null,"A <MOISTURE SENSING ELEMENT> is an <ANALYSIS MEASURING ELEMENT> for measurement of <MOISTURE>",null,null,null,null,null,"dm:ClassOfFunctionalObject"]
["ANALYSIS MEASURING ELEMENT",null,null,null,null,null,null,null,null,"PH ELECTRODE",null,null,null,null,null,"rdl:RDS222505",null,"A <PH ELECTRODE> is an <ANALYSIS MEASURING ELEMENT> that is an electrode that uses a specially formulated, pH sensitive glass in contact with the solution, that develops a potential (voltage) proportional to the pH of the solution",null,null,null,null,null,"dm:ClassOfFunctionalObject"]
["ANALYSIS MEASURING ELEMENT",null,null,null,null,null,null,null,null,"RELATIVE HUMITITY PROBE",null,null,null,null,null,"rdl:RDS5772862",null,"A <RELATIVE HUMITITY PROBE> is an <ANALYSIS MEASURING ELEMENT> for measurement of <RELATIVE HUMITITY>",null,null,null,null,null,"dm:ClassOfFunctionalObject"]
["MEASURING ELEMENT",null,null,null,null,null,null,null,"DISPLACEMENT MEASURING ELEMENT",null,null,null,null,null,"rdl:RDS5480833840",null,"A <DISPLACEMENT MEASURING ELEMENT> is a <MEASURING ELEMENT> for measurement of <DISPLACEMENT>",null,null,null,null,null,"dm:ClassOfFunctionalObject"]
["MEASURING ELEMENT",null,null,null,null,null,null,null,"DUST MEASURING ELEMENT",null,null,null,null,null,"rdl:RDS1299047481",null,"A <DUST MEASURING ELEMENT> is a <MEASURING ELEMENT> for measuring the velocity, mass, charge, flight direction, and number of dust particles in space",null,null,null,null,null,"dm:ClassOfFunctionalObject"]
["MEASURING ELEMENT",null,null,null,null,null,null,null,"ELECTRIC VARIABLE MEASURING ELEMENT",null,null,null,null,null,"rdl:RDS222506",null,"An <ELECTRIC VARIABLE MEASURING ELEMENT> is a <MEASURING ELEMENT> for measurement of <ELECTRIC VARIABLE>",null,null,null,null,null,"dm:ClassOfFunctionalObject"]
["ELECTRIC VARIABLE MEASURING ELEMENT",null,null,null,null,null,null,null,null,"CURRENT MEASURING ELEMENT",null,null,null,null,null,"rdl:RDS222507",null,"A <CURRENT MEASURING ELEMENT> is an <ELECTRIC VARIABLE MEASURING ELEMENT> for measurement of <CURRENT>",null,null,null,null,null,"dm:ClassOfFunctionalObject"]
["ELECTRIC VARIABLE MEASURING ELEMENT",null,null,null,null,null,null,null,null,"EARTH LEAKAGE MEASURING ELEMENT",null,null,null,null,null,"rdl:RDS2229115",null,"An <EARTH LEAKAGE MEASURING ELEMENT> is an <ELECTRIC VARIABLE MEASURING ELEMENT> for measurement of <EARTH LEAKAGE>",null,null,null,null,null,"dm:ClassOfFunctionalObject"]
["ELECTRIC VARIABLE MEASURING ELEMENT",null,null,null,null,null,null,null,null,"FREQUENCY MEASURING ELEMENT",null,null,null,null,null,"rdl:RDS2222222",null,"A <FREQUENCY MEASURING ELEMENT> is an <ELECTRIC VARIABLE MEASURING ELEMENT> for measurement of <FREQUENCY>",null,null,null,null,null,"dm:ClassOfFunctionalObject"]
["ELECTRIC VARIABLE MEASURING ELEMENT",null,null,null,null,null,null,null,null,"INSULATION FAULT MEASURING ELEMENT",null,null,null,null,null,"rdl:RDS2229116",null,"An <INSULATION FAULT MEASURING ELEMENT> is an <ELECTRIC VARIABLE MEASURING ELEMENT> for measurement of <INSULATION FAULT>",null,null,null,null,null,"dm:ClassOfFunctionalObject"]
["ELECTRIC VARIABLE MEASURING ELEMENT",null,null,null,null,null,null,null,null,"POWER FACTOR MEASURING ELEMENT",null,null,null,null,null,"rdl:RDS222508",null,"A <POWER FACTOR MEASURING ELEMENT> is an <ELECTRIC VARIABLE MEASURING ELEMENT> for measurement of <POWER FACTOR>",null,null,null,null,null,"dm:ClassOfFunctionalObject"]
["ELECTRIC VARIABLE MEASURING ELEMENT",null,null,null,null,null,null,null,null,"POWER MEASURING ELEMENT",null,null,null,null,null,"rdl:RDS1337135221",null,"A <POWER MEASURING ELEMENT> is an <ELECTRIC VARIABLE MEASURING ELEMENT> for measurement of <POWER>",null,null,null,null,null,"dm:ClassOfFunctionalObject"]
["ELECTRIC VARIABLE MEASURING ELEMENT",null,null,null,null,null,null,null,null,"RESISTANCE MEASURING ELEMENT",null,null,null,null,null,"rdl:RDS2222223",null,"A <RESISTANCE MEASURING ELEMENT> is an <ELECTRIC VARIABLE MEASURING ELEMENT> for measurement of <RESISTANCE>",null,null,null,null,null,"dm:ClassOfFunctionalObject"]
["ELECTRIC VARIABLE MEASURING ELEMENT",null,null,null,null,null,null,null,null,"VOLTAGE MEASURING ELEMENT",null,null,null,null,null,"rdl:RDS1287147001",null,"A <VOLTAGE MEASURING ELEMENT> is an <ELECTRIC VARIABLE MEASURING ELEMENT> for measurement of <VOLTAGE>",null,null,null,null,null,"dm:ClassOfFunctionalObject"]
["MEASURING ELEMENT",null,null,null,null,null,null,null,"EROSION DETECTING MEASURING ELEMENT",null,null,null,null,null,"rdl:RDS16757813",null,"An <EROSION DETECTING MEASURING ELEMENT> is a <MEASURING ELEMENT> that is designed to detect <EROSION>, e.g. caused by particles in a fluid",null,null,null,null,null,"dm:ClassOfFunctionalObject"]
["MEASURING ELEMENT",null,null,null,null,null,null,null,"FIRE DETECTING MEASURING ELEMENT",null,null,null,null,null,"rdl:RDS1008629",null,"A <FIRE DETECTING MEASURING ELEMENT> is a <MEASURING ELEMENT> for detecting a <FIRE>",null,null,null,null,null,"dm:ClassOfFunctionalObject"]
["MEASURING ELEMENT",null,null,null,null,null,null,null,"FLAME DETECTING MEASURING ELEMENT",null,null,null,null,null,"rdl:RDS2220149",null,"A <FLAME DETECTING MEASURING ELEMENT> is a <MEASURING ELEMENT> for detecting a <FLAME>",null,null,null,null,null,"dm:ClassOfFunctionalObject"]
["MEASURING ELEMENT",null,null,null,null,null,null,null,"FLOW MEASURING ELEMENT",null,null,null,null,null,"rdl:RDS461834",null,"A <FLOW MEASURING ELEMENT> is a <MEASURING ELEMENT> that is used to measure <FLOW RATE>",null,null,null,null,null,"dm:ClassOfFunctionalObject"]
["MEASURING ELEMENT",null,null,null,null,null,null,null,"FLUID LEAK DETECTION MEASURING ELEMENT",null,null,null,null,null,"rdl:RDS222552",null,"A <FLUID LEAK DETECTION MEASURING ELEMENT> is a <MEASURING ELEMENT> for the detection of a fluid leak",null,null,null,null,null,"dm:ClassOfFunctionalObject"]
["MEASURING ELEMENT",null,null,null,null,null,null,null,"FORCE MEASURING ELEMENT",null,null,null,null,null,"rdl:RDS1337126251",null,"A <FORCE MEASURING ELEMENT> is a <MEASURING ELEMENT> for the measurement of <FORCE>",null,null,null,null,null,"dm:ClassOfFunctionalObject"]
["MEASURING ELEMENT",null,null,null,null,null,null,null,"GAS DETECTING MEASURING ELEMENT",null,null,null,null,null,"rdl:RDS477134",null,"A <GAS DETECTING MEASURING ELEMENT> is a <MEASURING ELEMENT> for the detection of the presence of a specified concentration of a gas",null,null,null,null,null,"dm:ClassOfFunctionalObject"]
["MEASURING ELEMENT",null,null,null,null,null,null,null,"HEAT DETECTION MEASURING ELEMENT",null,null,null,null,null,"rdl:RDS2229121",null,"A <HEAT DETECTION MEASURING ELEMENT> is a <MEASURING ELEMENT> for the detection of a rising heat",null,null,null,null,null,"dm:ClassOfFunctionalObject"]
["http://data.15926.org/rdl/RDS222438","HEAT DETECTION MEASURING ELEMENT",null,null,null,null,null,null,null,"HEAT DETECTOR",null,null,null,null,null,"rdl:RDS477089",null,"A <HEAT DETECTOR> is a <DETECTOR> and a <HEAT DETECTING MEASURING ELEMENT> that is a fire alarm device designed to respond when the convected thermal energy of a fire increases the temperature of a heat sensitive element. The thermal mass and conductivity of the element regulate the rate flow of heat into the element. All heat detectors have this thermal lag. (source: Wikipedia)",null,null,null,null,null,"dm:ClassOfFunctionalObject"]
["MEASURING ELEMENT",null,null,null,null,null,null,null,"HUMIDITY MEASURING ELEMENT",null,null,null,null,null,"rdl:RDS2229123",null,"A <HUMIDITY MEASURING ELEMENT> is a <MEASURING ELEMENT> for the detection of a <HUMIDITY>",null,null,null,null,null,"dm:ClassOfFunctionalObject"]
["MEASURING ELEMENT",null,null,null,null,null,null,null,"LEVEL MEASURING ELEMENT",null,null,null,null,null,"rdl:RDS880784",null,"A <LEVEL MEASURING ELEMENT> is a <MEASURING ELEMENT> for measuring a <LEVEL>",null,null,null,null,null,"dm:ClassOfFunctionalObject"]
["MEASURING ELEMENT",null,null,null,null,null,null,null,"MIST DETECTION MEASURING ELEMENT",null,null,null,null,null,"rdl:RDS1008899",null,"A <MIST DETECTION MEASURING ELEMENT> is a <MEASURING ELEMENT> for the detection of a mist",null,null,null,null,null,"dm:ClassOfFunctionalObject"]
["MEASURING ELEMENT",null,null,null,null,null,null,null,"POSITION MEASURING ELEMENT",null,null,null,null,null,"rdl:RDS222587",null,"A <POSITION MEASURING ELEMENT> is a <MEASURING ELEMENT> for the measurement of physical <POSITION>",null,null,null,null,null,"dm:ClassOfFunctionalObject"]
["MEASURING ELEMENT",null,null,null,null,null,null,null,"PRESSURE MEASURING ELEMENT",null,null,null,null,null,"rdl:RDS462104",null,"A <PRESSURE MEASURING ELEMENT> is a <MEASURING ELEMENT> for the measurement of <PRESSURE>",null,null,null,null,null,"dm:ClassOfFunctionalObject"]
["MEASURING ELEMENT",null,null,null,null,null,null,null,"PROXIMITY MEASURING ELEMENT",null,null,null,null,null,"rdl:RDS850904",null,"A <PROXIMITY MEASURING ELEMENT> is a <MEASURING ELEMENT> for the measurement of <PROXIMITY>",null,null,null,null,null,"dm:ClassOfFunctionalObject"]
["MEASURING ELEMENT",null,null,null,null,null,null,null,"RADIATION MEASURING ELEMENT",null,null,null,null,null,"rdl:RDS1336333241",null,"A <RADIATION MEASURING ELEMENT> is a <MEASURING ELEMENT> for detecting the level of nuclear <RADIATION>",null,null,null,null,null,"dm:ClassOfFunctionalObject"]
["MEASURING ELEMENT",null,null,null,null,null,null,null,"ROTATIONAL SPEED MEASURING ELEMENT",null,null,null,null,null,"rdl:RDS5773110",null,"A <ROTATIONAL SPEED MEASURING ELEMENT> is a <MEASURING ELEMENT> for the measurement of <ROTATIONAL SPEED>",null,null,null,null,null,"dm:ClassOfFunctionalObject"]
["MEASURING ELEMENT",null,null,null,null,null,null,null,"SAND DETECTION MEASURING ELEMENT",null,null,null,null,null,"rdl:RDS5781223",null,"A <SAND DETECTION MEASURING ELEMENT> is a <MEASURING ELEMENT> for sand detection in a pipeline",null,null,null,null,null,"dm:ClassOfFunctionalObject"]
["MEASURING ELEMENT",null,null,null,null,null,null,null,"SMOKE DETECTION MEASURING ELEMENT",null,null,null,null,null,"rdl:RDS5781225",null,"A <SMOKE DETECTION MEASURING ELEMENT> is a <MEASURING ELEMENT> for the detection of smoke",null,null,null,null,null,"dm:ClassOfFunctionalObject"]
["MEASURING ELEMENT",null,null,null,null,null,null,null,"TEMPERATURE MEASURING ELEMENT",null,null,null,null,null,"rdl:RDS445454",null,"A <TEMPERATURE MEASURING ELEMENT> is a <MEASURING ELEMENT> for the measurement of <TEMPERATURE>",null,null,null,null,null,"dm:ClassOfFunctionalObject"]
["MEASURING ELEMENT",null,null,null,null,null,null,null,"VELOCITY MEASURING ELEMENT",null,null,null,null,null,"rdl:RDS54808340199",null,"A <VELOCITY MEASURING ELEMENT> is a <MEASURING ELEMENT> that is sensing velocity (vibration) conforming ISO2041",null,null,null,null,null,"dm:ClassOfFunctionalObject"]
["MEASURING ELEMENT",null,null,null,null,null,null,null,"VIBRATION MEASURING ELEMENT",null,null,null,null,null,"rdl:RDS435959",null,"A <VIBRATION MEASURING ELEMENT> is a <MEASURING ELEMENT> that senses vibration",null,null,null,null,null,"dm:ClassOfFunctionalObject"]
["MEASURING ELEMENT",null,null,null,null,null,null,null,"WATER DETECTING MEASURING ELEMENT",null,null,null,null,null,"rdl:RDS883709",null,"A <WATER DETECTING MEASURING ELEMENT> is a <MEASURING ELEMENT> that is designed to detect the presence of water and provide input to an alert to allow the prevention of water damage. A common design is a small cable or device that lies flat on a floor and relies on the electrical conductivity of water to decrease the resistance across two contacts",null,null,null,null,null,"dm:ClassOfFunctionalObject"]
["MEASURING ELEMENT",null,null,null,null,null,null,null,"WATER HARDNESS MEASURING ELEMENT",null,null,null,null,null,"rdl:RDS2229120",null,"A <WATER HARDNESS MEASURING ELEMENT> is a <MEASURING ELEMENT> for the measurement of <HARDNESS> of <WATER>",null,null,null,null,null,"dm:ClassOfFunctionalObject"]
["MEASURING ELEMENT",null,null,null,null,null,null,null,"WAVE HEIGHT SENSOR",null,null,null,null,null,"rdl:RDS1300144801",null,"A <WAVE HEIGHT SENSOR> is a <MEASURING ELEMENT> that senses wave hights and produces an output signal to represent the measured height",null,null,null,null,null,"dm:ClassOfFunctionalObject"]
["MEASURING ELEMENT",null,null,null,null,null,null,null,"WEIGHT MEASURING ELEMENT",null,null,null,null,null,"rdl:RDS222599",null,"A <WEIGHT MEASURING ELEMENT> is a <MEASURING ELEMENT> for the measurement of <WEIGHT> (mass)",null,null,null,null,null,"dm:ClassOfFunctionalObject"]
["MEASURING FUNCTION",null,null,null,null,null,null,"MEASURING INSTRUMENT",null,null,null,null,null,"rdl:RDS2220105",null,"A <MEASURING INSTRUMENT> is a <MEASURING FUNCTION> that is a portable meter",null,null,null,null,null,"dm:ClassOfFunctionalObject"]
["MEASURING INSTRUMENT",null,null,null,null,null,null,null,"ALIGNMENT INSTRUMENT",null,null,null,null,null,"rdl:RDS6569135",null,"An <ALIGNMENT INSTRUMENT> is a <MEASURING INSTRUMENT> that is intended to measure and indicate the position of equipment relative to each other",null,null,null,null,null,"dm:ClassOfFunctionalObject"]
["MEASURING INSTRUMENT",null,null,null,null,null,null,null,"ANEMOMETER",null,null,null,null,null,"rdl:RDS6635693",null,"An <ANEMOMETER> is a <MEASURING INSTRUMENT> for recording wind speed and possibly wind direction",null,null,null,null,null,"dm:ClassOfFunctionalObject"]
["MEASURING INSTRUMENT",null,null,null,null,null,null,null,"ELECTRIC VARIABLE METER",null,null,null,null,null,"rdl:RDS913904",null,"An <ELECTRIC VARIABLE METER> is a <MEASURING INSTRUMENT> intended to measure an electric variable",null,null,null,null,null,"dm:ClassOfFunctionalObject"]
["ELECTRIC VARIABLE METER",null,null,null,null,null,null,null,null,"AMPERE-HOUR METER",null,null,null,null,null,"rdl:RDS915524",null,"An <AMPERE-HOUR METER> is an <INSTRUMENTATION ITEM> and an <ELECTRIC VARIABLE METER> that is intended to measure a quantity of electricity by integrating current with respect to time",null,null,null,null,null,"dm:ClassOfFunctionalObject"]
["ELECTRIC VARIABLE METER",null,null,null,null,null,null,null,null,"AMPEREMETER",null,null,null,null,null,"rdl:RDS870569",null,"An <AMPEREMETER> is an <INSTRUMENTATION ITEM> and an <ELECTRIC VARIABLE METER> that is intended to measure the value of an electric current",null,null,null,null,null,"dm:ClassOfFunctionalObject"]
["ELECTRIC VARIABLE METER",null,null,null,null,null,null,null,null,"ELECTROMETER",null,null,null,null,null,"rdl:RDS915119",null,"An <ELECTROMETER> is an <ELECTRIC VARIABLE METER> for ascertaining the quality and quantity of electricity in an electrified body",null,null,null,null,null,"dm:ClassOfFunctionalObject"]
["ELECTRIC VARIABLE METER",null,null,null,null,null,null,null,null,"OHMMETER",null,null,null,null,null,"rdl:RDS915299",null,"An <OHMMETER> is an <ELECTRIC VARIABLE METER> for measuring electrical resistance in ohms",null,null,null,null,null,"dm:ClassOfFunctionalObject"]
["ELECTRIC VARIABLE METER",null,null,null,null,null,null,null,null,"PERMEAMETER",null,null,null,null,null,"rdl:RDS953504",null,"A <PERMEAMETER> is an <ELECTRIC VARIABLE METER> for measuring the magnetic permeability of a substance or object",null,null,null,null,null,"dm:ClassOfFunctionalObject"]
["ELECTRIC VARIABLE METER",null,null,null,null,null,null,null,null,"PHASE METER",null,null,null,null,null,"rdl:RDS915434",null,"A <PHASE METER> is an <ELECTRIC VARIABLE METER> that measures the phase difference between two oscillations having the same frequency, especially that between an alternating current and the corresponding voltage (hence giving the power factor)",null,null,null,null,null,"dm:ClassOfFunctionalObject"]
["ELECTRIC VARIABLE METER",null,null,null,null,null,null,null,null,"POWER FACTOR METER",null,null,null,null,null,"rdl:RDS870839",null,"A <POWER FACTOR METER> is an <<ELECTRIC VARIABLE METER> intended to measure the ratio of the active to the apparent power in an electrical circuit",null,null,null,null,null,"dm:ClassOfFunctionalObject"]
["ELECTRIC VARIABLE METER",null,null,null,null,null,null,null,null,"POWER METER",null,null,null,null,null,"rdl:RDS870794",null,"A <POWER METER> is an <<ELECTRIC VARIABLE METER> intended to measure electrical power in watt",null,null,null,null,null,"dm:ClassOfFunctionalObject"]
["ELECTRIC VARIABLE METER",null,null,null,null,null,null,null,null,"VAR-HOUR METER",null,null,null,null,null,"rdl:RDS915614",null,"A <VAR-HOUR METER> is an <<ELECTRIC VARIABLE METER> intended to measure reactive energy by integrating reactive power with respect to time",null,null,null,null,null,"dm:ClassOfFunctionalObject"]
["ELECTRIC VARIABLE METER",null,null,null,null,null,null,null,null,"VOLT-AMPERE METER",null,null,null,null,null,"rdl:RDS915254",null,"A <VOLT-AMPERE METER> is an <ELECTRIC VARIABLE METER> intended to measure apparent power (volt-ampere)",null,null,null,null,null,"dm:ClassOfFunctionalObject"]
["ELECTRIC VARIABLE METER",null,null,null,null,null,null,null,null,"VOLT-AMPERE-HOUR METER",null,null,null,null,null,"rdl:RDS915659",null,"A <VOLT-AMPERE-HOUR METER> is an <ELECTRIC VARIABLE METER> intended to measure apparent energy by integrating apparent power with respect to time",null,null,null,null,null,"dm:ClassOfFunctionalObject"]
["ELECTRIC VARIABLE METER",null,null,null,null,null,null,null,null,"VOLTMETER",null,null,null,null,null,"rdl:RDS870974",null,"A <VOLTMETER> is an <ELECTRIC VARIABLE METER> for measuring the pressure of electricity in volts",null,null,null,null,null,"dm:ClassOfFunctionalObject"]
["ELECTRIC VARIABLE METER",null,null,null,null,null,null,null,null,"WATT-HOUR METER",null,null,null,null,null,"rdl:RDS915569",null,"A <WATT-HOUR METER> is an <ELECTRIC VARIABLE METER> intended to measure active energy by integrating active power with respect to time",null,null,null,null,null,"dm:ClassOfFunctionalObject"]
["ELECTRIC VARIABLE METER",null,null,null,null,null,null,null,null,"WATTMETER",null,null,null,null,null,"rdl:RDS915209",null,"A <WATTMETER> is an <ELECTRIC VARIABLE METER> for measuring electric energy",null,null,null,null,null,"dm:ClassOfFunctionalObject"]
["MEASURING INSTRUMENT",null,null,null,null,null,null,null,"MOISTURE METER",null,null,null,null,null,"rdl:RDS5770693",null,"A <MOISTURE METER> is a <MEASURING INSTRUMENT>, usually a hand-held or portable instrument consisting of a digital display and a moisture sensing element, that is intended to measure and indicate a measured moisture",null,null,null,null,null,"dm:ClassOfFunctionalObject"]
["MEASURING INSTRUMENT",null,null,null,null,null,null,null,"TRAVEL INDICATOR",null,null,null,null,null,"rdl:RDS5771285",null,"A <TRAVEL INDICATOR> is a <MEASURING INSTRUMENT> that is powered and indicates the length or rotational movement",null,null,null,null,null,"dm:ClassOfFunctionalObject"]
["MEASURING INSTRUMENT",null,null,null,null,null,null,null,"WEIGHING SCALE",null,null,null,null,null,"rdl:RDS6621783",null,"A <WEIGHING SCALE> is a <MEASURING INSTRUMENT> that is intended to measure and indicate the weight of an object",null,null,null,null,null,"dm:ClassOfFunctionalObject"]
["MEASURING FUNCTION",null,null,null,null,null,null,"PROCESS ANALYSER",null,null,null,null,null,"rdl:RDS624014",null,"An <PROCESS ANALYSER> is a <MEASURING FUNCTION> that is intended to analyse a substance for its composition and/or properties, and where the distinction between the primary element and the measuring instrument cannot be made easily",null,null,null,null,null,"dm:ClassOfFunctionalObject"]
["PROCESS ANALYSER",null,null,null,null,null,null,null,"ACETIC ACID ANALYSER",null,null,null,null,null,"rdl:RDS6568985",null,"An <ACETIC ACID ANALYSER> is a <PROCESS ANALYSER> that measures the amount of <ACETIC ACID>s in liquid streams or liquid samples",null,null,null,null,null,"dm:ClassOfFunctionalObject"]
["PROCESS ANALYSER",null,null,null,null,null,null,null,"BOILING POINT ANALYSER",null,null,null,null,null,"rdl:RDS878489",null,"A <BOILING POINT ANALYSER> is a <PROCESS ANALYSER> that determines the <BOILING POINT> or <BOILING RANGE> of a fluid",null,null,null,null,null,"dm:ClassOfFunctionalObject"]
["PROCESS ANALYSER",null,null,null,null,null,null,null,"CARBON DIOXIDE ANALYSER",null,null,null,null,null,"rdl:RDS1007729",null,"A <CARBON DIOXIDE ANALYSER> is a <PROCESS ANALYSER> that determines the concentration of carbon dioxide",null,null,null,null,null,"dm:ClassOfFunctionalObject"]
["PROCESS ANALYSER",null,null,null,null,null,null,null,"CHEMICAL COLORIMETRY ANALYSER",null,null,null,null,null,"rdl:RDS6588290",null,"A <CHEMICAL COLORIMETRY ANALYSER> is a <PROCESS ANALYSER> that measures <ALKALINITY> by colorimetric pH determination in a buffered sample",null,null,null,null,null,"dm:ClassOfFunctionalObject"]
["PROCESS ANALYSER",null,null,null,null,null,null,null,"CHROMATOGRAPH",null,null,null,null,null,"rdl:RDS878669",null,"A <CHROMATOGRAPH> is a <PROCESS ANALYSER> that analyses the molecular composition of a substance",null,null,null,null,null,"dm:ClassOfFunctionalObject"]
["PROCESS ANALYSER",null,null,null,null,null,null,null,"CLOUD POINT ANALYSER",null,null,null,null,null,"rdl:RDS6588560",null,"A <CLOUD POINT ANALYSER> is a <PROCESS ANALYSER> that determines the <CLOUD POINT> of a fluid",null,null,null,null,null,"dm:ClassOfFunctionalObject"]
["PROCESS ANALYSER",null,null,null,null,null,null,null,"DENSITY ANALYSER",null,null,null,null,null,"rdl:RDS1007774",null,"A <DENSITY ANALYSER> is a <PROCESS ANALYSER> intended to determine the density of a substance",null,null,null,null,null,"dm:ClassOfFunctionalObject"]
["PROCESS ANALYSER",null,null,null,null,null,null,null,"DEW POINT ANALYSER",null,null,null,null,null,"rdl:RDS879254",null,"A <DEW POINT ANALYSER> is a <PROCESS ANALYSER> intended to determine the dew point of a substance",null,null,null,null,null,"dm:ClassOfFunctionalObject"]
["PROCESS ANALYSER",null,null,null,null,null,null,null,"FLAME IONISATION ANALYSER",null,null,null,null,null,"rdl:RDS6599217",null,"A <FLAME IONISATION ANALYSER> is a <PROCESS ANALYSER> that is using the flame ionisation principle for analysing hydro carbons, also called TOC and a UHC",null,null,null,null,null,"dm:ClassOfFunctionalObject"]
["PROCESS ANALYSER",null,null,null,null,null,null,null,"FLASH POINT ANALYSER",null,null,null,null,null,"rdl:RDS1007999",null,"A <FLASH POINT ANALYSER> is a <PROCESS ANALYSER> intended to determine the flash point of a substance",null,null,null,null,null,"dm:ClassOfFunctionalObject"]
["PROCESS ANALYSER",null,null,null,null,null,null,null,"GAS ANALYSER",null,null,null,null,null,"rdl:RDS850679",null,"A <GAS ANALYSER> is a <PROCESS ANALYSER> that analyses the composition of a gaseous mixture with two or more components",null,null,null,null,null,"dm:ClassOfFunctionalObject"]
["PROCESS ANALYSER",null,null,null,null,null,null,null,"H2S ANALYSER",null,null,null,null,null,"rdl:RDS6466434",null,"An <H2S ANALYSER>is a <PROCESS ANALYSER> intended to analyse the concentration of <H2S> in a fluid stream",null,null,null,null,null,"dm:ClassOfFunctionalObject"]
["PROCESS ANALYSER",null,null,null,null,null,null,null,"HARDNESS ANALYSER",null,null,null,null,null,"rdl:RDS6466074",null,"A <HARDNESS ANALYSER>is a <PROCESS ANALYSER> intended to determine the hardness of a solid compound",null,null,null,null,null,"dm:ClassOfFunctionalObject"]
["PROCESS ANALYSER",null,null,null,null,null,null,null,"OCTANE NUMBER ANALYSER",null,null,null,null,null,"rdl:RDS6466299",null,"An <OCTANE NUMBER ANALYSER>is a <PROCESS ANALYSER> intended to determine the octane number of gasoline or diesel oil",null,null,null,null,null,"dm:ClassOfFunctionalObject"]
["PROCESS ANALYSER",null,null,null,null,null,null,null,"OIL IN WATER ANALYSER",null,null,null,null,null,"rdl:RDS647999",null,"An <OIL IN WATER ANALYSER>is a <PROCESS ANALYSER> intended to determine the oil content in water",null,null,null,null,null,"dm:ClassOfFunctionalObject"]
["PROCESS ANALYSER",null,null,null,null,null,null,null,"OXYGEN CONTENT ANALYSER",null,null,null,null,null,"rdl:RDS647954",null,"An <OXYGEN CONTENT ANALYSER>is a <PROCESS ANALYSER> intended to determine the oxygen concentration in a fluid",null,null,null,null,null,"dm:ClassOfFunctionalObject"]
["PROCESS ANALYSER",null,null,null,null,null,null,null,"PH ANALYSER",null,null,null,null,null,"rdl:RDS850634",null,"A <PH ANALYSER>is a <PROCESS ANALYSER> intended to measure and indicate and/or produce a signal which represents the measured alkalinity / acidity in a fluid or matter",null,null,null,null,null,"dm:ClassOfFunctionalObject"]
["PROCESS ANALYSER",null,null,null,null,null,null,null,"PNA-METER",null,null,null,null,null,"rdl:RDS6466704",null,"A <PNA-METER>is a <PROCESS ANALYSER> intended to measure and indicate and/or produce a signal which represents the measured parafinic and naphtenic and aromatic content of a fluid",null,null,null,null,null,"dm:ClassOfFunctionalObject"]
["PROCESS ANALYSER",null,null,null,null,null,null,null,"POUR POINT ANALYSER",null,null,null,null,null,"rdl:RDS6466479",null,"A <POUR POINT ANALYSER>is a <PROCESS ANALYSER> intended to determine the pour point of a fluid, i.e. the lowest temperature at which an oil or other liquid will pour under given conditions",null,null,null,null,null,"dm:ClassOfFunctionalObject"]
["PROCESS ANALYSER",null,null,null,null,null,null,null,"REFRACTIVE INDEX ANALYSER",null,null,null,null,null,"rdl:RDS1008044",null,"A <REFRACTIVE INDEX ANALYSER>is a <PROCESS ANALYSER> intended to determine the refractive index for a medium",null,null,null,null,null,"dm:ClassOfFunctionalObject"]
["PROCESS ANALYSER",null,null,null,null,null,null,null,"SALINOMETER",null,null,null,null,null,"rdl:RDS5772800",null,"A <SALINOMETER>is a <PROCESS ANALYSER> for measuring the amount of salt in a solution",null,null,null,null,null,"dm:ClassOfFunctionalObject"]
["PROCESS ANALYSER",null,null,null,null,null,null,null,"SULPHUR ANALYSER",null,null,null,null,null,"rdl:RDS6466524",null,"A <SULPHUR ANALYSER>is a <PROCESS ANALYSER> intended to determine the sulphur concentration in a fluid",null,null,null,null,null,"dm:ClassOfFunctionalObject"]
["INSTRUMENTATION ITEM","PROCESS ANALYSER",null,null,null,null,null,null,"THERMAL CONDUCTIVITY ANALYSER",null,null,null,null,null,"rdl:RDS1008089",null,"A <THERMAL CONDUCTIVITY ANALYSER>is a <PROCESS ANALYSER> that is intended to determine a physical property that is named thermal conductivity",null,null,null,null,null,"dm:ClassOfFunctionalObject"]
["INSTRUMENTATION ITEM","PROCESS ANALYSER",null,null,null,null,null,null,"TOC ANALYSER",null,null,null,null,null,"rdl:RDS6466569",null,"A <TOC ANALYSER>is a <PROCESS ANALYSER> intended to determine the total organic carbon content in a substance",null,null,null,null,null,"dm:ClassOfFunctionalObject"]
["INSTRUMENTATION ITEM","PROCESS ANALYSER",null,null,null,null,null,null,"TURBIDITY ANALYSER",null,null,null,null,null,"rdl:RDS6466614",null,"A <TURBIDITY ANALYSER>is a <PROCESS ANALYSER> for measuring turbidity (clarity) of liquids using the nephelometric principal to compare the light scattered due to contamination with the light scattering from a standard reference suspension",null,null,null,null,null,"dm:ClassOfFunctionalObject"]
["INSTRUMENTATION ITEM","PROCESS ANALYSER",null,null,null,null,null,null,"VISCOMETER",null,null,null,null,null,"rdl:RDS5766901",null,"A <VISCOMETER>is a <PROCESS ANALYSER> for measuring the viscosity of liquids",null,null,null,null,null,"dm:ClassOfFunctionalObject"]
["INSTRUMENTATION ITEM","PROCESS ANALYSER",null,null,null,null,null,null,"VISCOSITY ANALYSER",null,null,null,null,null,"rdl:RDS6466659",null,"A <VISCOSITY ANALYSER>is a <PROCESS ANALYSER> intended to determine the viscosity of a fluid",null,null,null,null,null,"dm:ClassOfFunctionalObject"]
["INSTRUMENTATION ITEM","PROCESS ANALYSER",null,null,null,null,null,null,"WATER FRACTION METER",null,null,null,null,null,"rdl:RDS16553283",null,"A <WATER FRACTION METER>is a <PROCESS ANALYSER> designed to measure the water fraction in a fluid",null,null,null,null,null,"dm:ClassOfFunctionalObject"]
["INSTRUMENTATION ITEM","PROCESS ANALYSER",null,null,null,null,null,null,"WET GAS METER",null,null,null,null,null,"rdl:RDS16553328",null,"A <WET GAS METER>is a <PROCESS ANALYSER> that measures the amount of liquid, i.e. condensate and water in a gas",null,null,null,null,null,"dm:ClassOfFunctionalObject"]
["INSTRUMENTATION ITEM","PROCESS ANALYSER",null,null,null,null,null,null,"WOBBE INDEX METER",null,null,null,null,null,"rdl:RDS1008134",null,"A <WOBBE INDEX METER>is a <PROCESS ANALYSER> intended to determine the wobbe index of a gas or gas mixture",null,null,null,null,null,"dm:ClassOfFunctionalObject"]
["MEASURING FUNCTION","SWITCHING DEVICE",null,null,null,null,null,"PROCESS SWITCH",null,null,null,null,null,"rdl:RDS7210156",null,"A <PROCESS SWITCH> is an <MEASURING FUNCTION> and a <SWITCHING DEVICE> that operates when the output of a <MEASURING ELEMENT> reaches a preset criterium",null,null,null,null,null,"dm:ClassOfFunctionalObject"]
["PROCESS SWITCH",null,null,null,null,null,null,null,"DUST SWITCH",null,null,null,null,null,"rdl:RDS2220007",null,"A <DUST SWITCH> is a <PROCESS SWITCH> using a <DUST MEASURING ELEMENT> that switches when the dust concentration in a gas flow has reached a preset value",null,null,null,null,null,"dm:ClassOfFunctionalObject"]
["PROCESS SWITCH",null,null,null,null,null,null,null,"FLOW SWITCH",null,null,null,null,null,"rdl:RDS302894",null,"A <FLOW SWITCH> is a <PROCESS SWITCH> using a <FLOW MEASURING ELEMENT>",null,null,null,null,null,"dm:ClassOfFunctionalObject"]
["PROCESS SWITCH",null,null,null,null,null,null,null,"LEVEL SWITCH",null,null,null,null,null,"rdl:RDS316754",null,"A <LEVEL SWITCH> is a <PROCESS SWITCH> using a <LEVEL MEASURING ELEMENT>",null,null,null,null,null,"dm:ClassOfFunctionalObject"]
["PROCESS SWITCH",null,null,null,null,null,null,null,"POSITION SWITCH",null,null,null,null,null,"rdl:RDS935594",null,"A <POSITION SWITCH> isa <PROCESS SWITCH> using a <POSITION MEASURING ELEMENT>",null,null,null,null,null,"dm:ClassOfFunctionalObject"]
["PROCESS SWITCH",null,null,null,null,null,null,null,"PRESSURE SWITCH",null,null,null,null,null,"rdl:RDS309419",null,"A <PRESSURE SWITCH> isa <PROCESS SWITCH> using a <PRESSURE MEASURING ELEMENT>",null,null,null,null,null,"dm:ClassOfFunctionalObject"]
["PROCESS SWITCH",null,null,null,null,null,null,null,"ROTATIONAL SPEED SWITCH",null,null,null,null,null,"rdl:RDS317159",null,"A <ROTATIONAL SPEED SWITCH> isa <PROCESS SWITCH> using a <ROTATIONAL SPEED MEASURING ELEMENT>",null,null,null,null,null,"dm:ClassOfFunctionalObject"]
["PROCESS SWITCH",null,null,null,null,null,null,null,"TEMPERATURE SWITCH",null,null,null,null,null,"rdl:RDS2229401",null,"A <TEMPERATURE SWITCH> isa <PROCESS SWITCH> using a <TEMPERATURE MEASURING ELEMENT>",null,null,null,null,null,"dm:ClassOfFunctionalObject"]
["PROCESS SWITCH",null,null,null,null,null,null,null,"VIBRATION SWITCH",null,null,null,null,null,"rdl:RDS317204",null,"A <VIBRATION SWITCH> isa <PROCESS SWITCH> using a <VIBRATION MEASURING ELEMENT>",null,null,null,null,null,"dm:ClassOfFunctionalObject"]
["PROCESS SWITCH",null,null,null,null,null,null,null,"WEIGHT SWITCH",null,null,null,null,null,"rdl:RDS317249",null,"A <WEIGHT SWITCH> isa <PROCESS SWITCH> using a <WEIGHT MEASURING ELEMENT>",null,null,null,null,null,"dm:ClassOfFunctionalObject"]
["MEASURING FUNCTION","TRANSMITTER",null,null,null,null,null,"PROCESS VARIABLE TRANSMITTER",null,null,null,null,null,"rdl:RDS2220501",null,"A < PROCESS VARIABLE TRANSMITTER> is a <MEASURING FUNCTION> and a <TRANSMITTER> for <PROCESS VARIABLE> measurement",null,null,null,null,null,"dm:ClassOfFunctionalObject"]
["PROCESS VARIABLE TRANSMITTER",null,null,null,null,null,null,null,"ACCELLERATION TRANSMITTER",null,null,null,null,null,"rdl:RDS2229100",null,"An <ACCELLERATION TRANSMITTER> is an <INSTRUMENTATION ITEM> and a <PROCESS VARIABLE TRANSMITTER> for <ACCELLERATION> measurement, using an <ACCELERATION MEASURING ELEMENT>",null,null,null,null,null,"dm:ClassOfFunctionalObject"]
["PROCESS VARIABLE TRANSMITTER",null,null,null,null,null,null,null,"ANALYSIS TRANSMITTER",null,null,null,null,null,"rdl:RDS2229319",null,"An <ANALYSIS TRANSMITTER> is an <INSTRUMENTATION ITEM> and a <PROCESS VARIABLE TRANSMITTER> for <ANALYSIS> measurement",null,null,null,null,null,"dm:ClassOfFunctionalObject"]
["ANALYSIS TRANSMITTER",null,null,null,null,null,null,null,null,"ABSOLUTE HUMIDITY TRANSMITTER",null,null,null,null,null,"rdl:RDS6501474",null,"An <ABSOLUTE HUMIDITY TRANSMITTER> is an <INSTRUMENTATION ITEM> and an <ANALYSIS TRANSMITTER> for <ABSOLUTE HUMIDITY> measurement, using a <HUMIDITY MEASURING ELEMENT>",null,null,null,null,null,"dm:ClassOfFunctionalObject"]
["ANALYSIS TRANSMITTER",null,null,null,null,null,null,null,null,"CONCENTRATION TRANSMITTER",null,null,null,null,null,"rdl:RDS1455523211",null,"A <CONCENTRATION TRANSMITTER> is an <INSTRUMENTATION ITEM> and an <ANALYSIS TRANSMITTER> using an <ANALYSIS MEASURING ELEMENT> measuring how much of a given substance there is mixed with another substance and transmit a signal proportional to the measured level",null,null,null,null,null,"dm:ClassOfFunctionalObject"]
["ANALYSIS TRANSMITTER",null,null,null,null,null,null,null,null,"CONDUCTIVITY TRANSMITTER",null,null,null,null,null,"rdl:RDS6501159",null,"A <CONDUCTIVITY TRANSMITTER> is an <INSTRUMENTATION ITEM> and an <ANALYSIS TRANSMITTER> using an <ANALYSIS MEASURING ELEMENT> for <CONDUCTIVITY> measurement",null,null,null,null,null,"dm:ClassOfFunctionalObject"]
["ANALYSIS TRANSMITTER",null,null,null,null,null,null,null,null,"PH TRANSMITTER",null,null,null,null,null,"rdl:RDS6501579",null,"A <PH TRANSMITTER> is an <INSTRUMENTATION ITEM> and an <ANALYSIS TRANSMITTER> using an <ANALYSIS MEASURING ELEMENT> for pH measurement",null,null,null,null,null,"dm:ClassOfFunctionalObject"]
["ANALYSIS TRANSMITTER",null,null,null,null,null,null,null,null,"RELATIVE HUMIDITY TRANSMITTER",null,null,null,null,null,"rdl:RDS6501684",null,"A <RELATIVE HUMIDITY TRANSMITTER> is an <INSTRUMENTATION ITEM> and an <ANALYSIS TRANSMITTER> using a <HUMIDITY MEASURING ELEMENT> for <RELATIVE HUMIDITY> measurement",null,null,null,null,null,"dm:ClassOfFunctionalObject"]
["PROCESS VARIABLE TRANSMITTER",null,null,null,null,null,null,null,"DISPLACEMENT TRANSMITTER",null,null,null,null,null,"rdl:RDS2229301",null,"A <DISPLACEMENT TRANSMITTER> is an <INSTRUMENTATION ITEM> and a <PROCESS VARIABLE TRANSMITTER> and a <DISPLACEMENT MEASURING ELEMENT> for <DISPLACEMENT> measurement, using a <DISPLACEMENT MEASURING ELEMENT>",null,null,null,null,null,"dm:ClassOfFunctionalObject"]
["PROCESS VARIABLE TRANSMITTER",null,null,null,null,null,null,null,"ELECTRICAL VARIABLE TRANSMITTER",null,null,null,null,null,"rdl:RDS2229303",null,"An <ELECTRICAL VARIABLE TRANSMITTER> is an <INSTRUMENTATION ITEM> and a <PROCESS VARIABLE TRANSMITTER> for <ELECTRICAL VARIABLE> measurement",null,null,null,null,null,"dm:ClassOfFunctionalObject"]
["ELECTRICAL VARIABLE TRANSMITTER",null,null,null,null,null,null,null,null,"CURRENT TRANSMITTER",null,null,null,null,null,"rdl:RDS6501264",null,"A <CURRENT TRANSMITTER> is an <INSTRUMENTATION ITEM> and an < ELECTRICAL VARIABLE TRANSMITTER> for <CURRENT> measurement, using a <CURRENT MEASURING ELEMENT>",null,null,null,null,null,"dm:ClassOfFunctionalObject"]
["ELECTRICAL VARIABLE TRANSMITTER",null,null,null,null,null,null,null,null,"FREQUENCY TRANSMITTER",null,null,null,null,null,"rdl:RDS6501369",null,"A <FREQUENCY TRANSMITTER> is an <INSTRUMENTATION ITEM> and an < ELECTRICAL VARIABLE TRANSMITTER> for <FREQUENCY> measurement, using a <FREQUENCY MEASURING ELEMENT>",null,null,null,null,null,"dm:ClassOfFunctionalObject"]
["ELECTRICAL VARIABLE TRANSMITTER",null,null,null,null,null,null,null,null,"POWER FACTOR TRANSMITTER",null,null,null,null,null,"rdl:RDS2222219",null,"A <POWER FACTOR TRANSMITTER> is an <INSTRUMENTATION ITEM> and an < ELECTRICAL VARIABLE TRANSMITTER> for <POWER FACTOR> measurement, using a <POWER FACTOR MEASURING ELEMENT>",null,null,null,null,null,"dm:ClassOfFunctionalObject"]
["ELECTRICAL VARIABLE TRANSMITTER",null,null,null,null,null,null,null,null,"POWER TRANSMITTER",null,null,null,null,null,"rdl:RDS2222218",null,"A <POWER TRANSMITTER> is an <INSTRUMENTATION ITEM> and an < ELECTRICAL VARIABLE TRANSMITTER> for <POWER> measurement, using a <POWER MEASURING ELEMENT>",null,null,null,null,null,"dm:ClassOfFunctionalObject"]
["ELECTRICAL VARIABLE TRANSMITTER",null,null,null,null,null,null,null,null,"RESISTANCE TRANSMITTER",null,null,null,null,null,"rdl:RDS6501789",null,"A <RESISTANCE TRANSMITTER> is an <INSTRUMENTATION ITEM> and an < ELECTRICAL VARIABLE TRANSMITTER> for <RESISTANCE> measurement, using a <RESISTANCE MEASURING ELEMENT>",null,null,null,null,null,"dm:ClassOfFunctionalObject"]
["ELECTRICAL VARIABLE TRANSMITTER",null,null,null,null,null,null,null,null,"VOLTAGE TRANSMITTER",null,null,null,null,null,"rdl:RDS1287137911",null,"A <VOLTAGE TRANSMITTER> is an <INSTRUMENTATION ITEM> and an < ELECTRICAL VARIABLE TRANSMITTER> for <VOLTAGE> measurement, using a <VOLTAGE MEASURING ELEMENT>",null,null,null,null,null,"dm:ClassOfFunctionalObject"]
["PROCESS VARIABLE TRANSMITTER",null,null,null,null,null,null,null,"FLOW TRANSMITTER",null,null,null,null,null,"rdl:RDS880154",null,"A <FLOW TRANSMITTER> is an <INSTRUMENTATION ITEM> and a <PROCESS VARIABLE TRANSMITTER> for <FLOW RATE> measurement, using a <FLOW MEASURING ELEMENT>",null,null,null,null,null,"dm:ClassOfFunctionalObject"]
["PROCESS VARIABLE TRANSMITTER",null,null,null,null,null,null,null,"LEVEL TRANSMITTER",null,null,null,null,null,"rdl:RDS418544",null,"A <LEVEL TRANSMITTER> is an <INSTRUMENTATION ITEM> and a <PROCESS VARIABLE TRANSMITTER> and a <LEVEL MEASURING ELEMENT> for liquid <LEVEL> measurement, using a <LEVEL MEASURING ELEMENT>",null,null,null,null,null,"dm:ClassOfFunctionalObject"]
["PROCESS VARIABLE TRANSMITTER",null,null,null,null,null,null,null,"POSITION TRANSMITTER",null,null,null,null,null,"rdl:RDS5769450",null,"A <POSITION TRANSMITTER> is an <INSTRUMENTATION ITEM> and a <PROCESS VARIABLE TRANSMITTER> for <POSITION> measurement, using a <POSITION MEASURING ELEMENT>",null,null,null,null,null,"dm:ClassOfFunctionalObject"]
["PROCESS VARIABLE TRANSMITTER",null,null,null,null,null,null,null,"PRESSURE TRANSMITTER",null,null,null,null,null,"rdl:RDS743399",null,"A <PRESSURE TRANSMITTER> is an <INSTRUMENTATION ITEM> and a <PROCESS VARIABLE TRANSMITTER> for <PRESSURE> measurement, using a <PRESSURE MEASURING ELEMENT>",null,null,null,null,null,"dm:ClassOfFunctionalObject"]
["PRESSURE TRANSMITTER",null,null,null,null,null,null,null,null,"ABSOLUTE PRESSURE TRANSMITTER",null,null,null,null,null,"rdl:RDS819044",null,"An <ABSOLUTE PRESSURE TRANSMITTER> is a <PRESSURE TRANSMITTER> for <ABSOLUTE PRESSURE> measurement, using a <ABSOLUTE PRESSURE MEASURING ELEMENT>",null,null,null,null,null,"dm:ClassOfFunctionalObject"]
["PRESSURE TRANSMITTER",null,null,null,null,null,null,null,null,"DIFFERENTIAL PRESSURE TRANSMITTER",null,null,null,null,null,"rdl:RDS428849",null,"A <DIFFERENTIAL PRESSURE TRANSMITTER> is a <PRESSURE TRANSMITTER> for <DIFFERENTIAL PRESSURE> measurement, using a <DIFFERENTIAL PRESSURE MEASURING ELEMENT>",null,null,null,null,null,"dm:ClassOfFunctionalObject"]
["PRESSURE TRANSMITTER",null,null,null,null,null,null,null,null,"GAUGE PRESSURE TRANSMITTER",null,null,null,null,null,"rdl:RDS818999",null,"A <GAUGE PRESSURE TRANSMITTER> is a <PRESSURE TRANSMITTER> for <GAUGE PRESSURE> measurement, using a <GAUGE PRESSURE MEASURING ELEMENT>",null,null,null,null,null,"dm:ClassOfFunctionalObject"]
["PROCESS VARIABLE TRANSMITTER",null,null,null,null,null,null,null,"PROXIMITY TRANSMITTER",null,null,null,null,null,"rdl:RDS2229311",null,"A <PROXIMITY TRANSMITTER> is an <INSTRUMENTATION ITEM> and a <PROCESS VARIABLE TRANSMITTER> and a <PROXIMITY MEASURING ELEMENT> for <PROXIMITY> measurement, using a <PROXIMITY MEASURING ELEMENT>",null,null,null,null,null,"dm:ClassOfFunctionalObject"]
["PROCESS VARIABLE TRANSMITTER",null,null,null,null,null,null,null,"RADIATION TRANSMITTER",null,null,null,null,null,"rdl:RDS2229312",null,"A <RADIATION TRANSMITTER> is an <INSTRUMENTATION ITEM> and a <PROCESS VARIABLE TRANSMITTER> and a <RADIATION MEASURING ELEMENT> for <RADIATION> measurement, using a <RADIATION MEASURING ELEMENT>",null,null,null,null,null,"dm:ClassOfFunctionalObject"]
["PROCESS VARIABLE TRANSMITTER",null,null,null,null,null,null,null,"ROTATIONAL SPEED TRANSMITTER",null,null,null,null,null,"rdl:RDS5769822",null,"A <ROTATIONAL SPEED TRANSMITTER> is an <INSTRUMENTATION ITEM> and a <PROCESS VARIABLE TRANSMITTER> for <ROTATIONAL SPEED> measurement, using a <ROTATIONAL SPEED MEASURING ELEMENT>",null,null,null,null,null,"dm:ClassOfFunctionalObject"]
["PROCESS VARIABLE TRANSMITTER",null,null,null,null,null,null,null,"TEMPERATURE TRANSMITTER",null,null,null,null,null,"rdl:RDS418004",null,"A <TEMPERATURE TRANSMITTER> is an <INSTRUMENTATION ITEM> and a <PROCESS VARIABLE TRANSMITTER> and a <TEMPERATURE MEASURING ELEMENT> for <TEMPERATURE> measurement, using a <TEMPERATURE MEASURING ELEMENT>",null,null,null,null,null,"dm:ClassOfFunctionalObject"]
["PROCESS VARIABLE TRANSMITTER",null,null,null,null,null,null,null,"VELOCITY TRANSMITTER",null,null,null,null,null,"rdl:RDS2223228",null,"A <VELOCITY TRANSMITTER> is an <INSTRUMENTATION ITEM> and a <PROCESS VARIABLE TRANSMITTER> for <VELOCITY> measurement, using a <VELOCITY MEASURING ELEMENT>",null,null,null,null,null,"dm:ClassOfFunctionalObject"]
["PROCESS VARIABLE TRANSMITTER",null,null,null,null,null,null,null,"VIBRATION TRANSMITTER",null,null,null,null,null,"rdl:RDS6501999",null,"A <VIBRATION TRANSMITTER> is an <INSTRUMENTATION ITEM> and a <PROCESS VARIABLE TRANSMITTER> for <VIBRATION> measurement, using a <VIBRATION MEASURING ELEMENT>",null,null,null,null,null,"dm:ClassOfFunctionalObject"]
["PROCESS VARIABLE TRANSMITTER",null,null,null,null,null,null,null,"WEIGHT TRANSMITTER",null,null,null,null,null,"rdl:RDS6502104",null,"A <WEIGHT TRANSMITTER> is an <INSTRUMENTATION ITEM> and a <PROCESS VARIABLE TRANSMITTER> for <WEIGHT> measurement, using a <WEIGHT MEASURING ELEMENT>",null,null,null,null,null,"dm:ClassOfFunctionalObject"]
["INSTRUMENTATION FUNCTION",null,null,null,null,null,"MONITOR",null,null,null,null,null,"rdl:RDS13175715",null,"A <MONITOR> is an <INSTRUMENTATION FUNCTION> that is capable of <MONITORING>",null,null,null,null,null,"dm:ClassOfFunctionalObject"]
["MONITOR",null,null,null,null,null,null,"FIRE FOAM MONITOR",null,null,null,null,null,"rdl:RDS301139",null,"A <FIRE FOAM MONITOR> is a <MONITOR> for monitoring the status of fire foam",null,null,null,null,null,"dm:ClassOfFunctionalObject"]
["MONITOR",null,null,null,null,null,null,"FIRE MONITOR",null,null,null,null,null,"rdl:RDS5775365",null,"A <FIRE MONITOR> is a <MONITOR> with the capability of receiveing and displaying information about fire and/or firefighting system",null,null,null,null,null,"dm:ClassOfFunctionalObject"]
["MONITOR",null,null,null,null,null,null,"FIRE WATER MONITOR",null,null,null,null,null,"rdl:RDS301319",null,"A <FIRE WATER MONITOR> is a <MONITOR> that is capable of monitoring operation of firewater",null,null,null,null,null,"dm:ClassOfFunctionalObject"]
["MONITOR",null,null,null,null,null,null,"POSITION MONITOR",null,null,null,null,null,"rdl:RDS5775444",null,"A <POSITION MONITOR> is a <MONITOR> with the capability of receiveing and displaying information about position",null,null,null,null,null,"dm:ClassOfFunctionalObject"]
["MONITOR",null,null,null,null,null,null,"PROCESS MONITORING DEVICE",null,null,null,null,null,"rdl:RDS2220082",null,"A <PROCESS MONITORING DEVICE> is a <MONITOR> that is capable of <MONITORING> a process facility",null,null,null,null,null,"dm:ClassOfFunctionalObject"]
["MONITOR",null,null,null,null,null,null,"SAND DETECTION MONITOR",null,null,null,null,null,"rdl:RDS5775602",null,"A <SAND DETECTION MONITOR> is a <MONITOR> with the capability of receiveing signals and displaying information about sand detection",null,null,null,null,null,"dm:ClassOfFunctionalObject"]
["MONITOR",null,null,null,null,null,null,"SPEED MONITOR",null,null,null,null,null,"rdl:RDS5775681",null,"A <SPEED MONITOR> is a <MONITOR> with the capability of receiveing signals and displaying information about speed",null,null,null,null,null,"dm:ClassOfFunctionalObject"]
["MONITOR",null,null,null,null,null,null,"TEMPERATURE MONITOR",null,null,null,null,null,"rdl:RDS5775726",null,"A <TEMPERATURE MONITOR> is a <MONITOR> with the capability of receiveing signals and displaying information about temperature",null,null,null,null,null,"dm:ClassOfFunctionalObject"]
["INSTRUMENTATION FUNCTION",null,null,null,null,null,"PROCESS SIGNAL GENERATING FUNCTION",null,null,null,null,null,"rdl:RDS2220983",null,"A <PROCESS SIGNAL GENERATING FUNCTION> is an <INSTRUMENTATION FUNCTION> that generates a <SIGNAL> that represents the magnitude of a process variable",null,null,null,null,null,"dm:ClassOfFunctionalObject"]
["INSTRUMENTATION FUNCTION",null,null,null,null,null,"READER",null,null,null,null,null,"rdl:RDS2224301",null,"A <READER> is an <INSTRUMENTATION FUNCTION> that has the capability of <READING> some <CODE>",null,null,null,null,null,"dm:ClassOfFunctionalObject"]
["INSTRUMENTATION FUNCTION",null,null,null,null,null,"RECORDER",null,null,null,null,null,"rdl:RDS282059",null,"A <RECORDER> is an <INSTRUMENTATION FUNCTION> that is capable of <RECORDING>",null,null,null,null,null,"dm:ClassOfFunctionalObject"]
["INSTRUMENTATION FUNCTION","VALVE",null,null,null,null,"SELF-OPERATING VALVE",null,null,null,null,null,"rdl:RDS7018938",null,"A <SELF-OPERATING VALVE> is an <INSTRUMENTATION FUNCTION> and a <VALVE> that includes a means of operation (e.g. spring / gravity / fluid pressure / counter balance), and is not depending on an external source of energy",null,null,null,null,null,"dm:ClassOfFunctionalObject"]
["SELF-OPERATING VALVE",null,null,null,null,null,null,"FLOW REGULATOR",null,null,null,null,null,"rdl:RDS880109",null,"A <FLOW REGULATOR> is a <SELF-OPERATING VALVE> for fluid flow",null,null,null,null,null,"dm:ClassOfFunctionalObject"]
["SELF-OPERATING VALVE",null,null,null,null,null,null,"LEVEL REGULATOR",null,null,null,null,null,"rdl:RDS880739",null,"A <LEVEL REGULATOR> is a <SELF-OPERATING VALVE> for level",null,null,null,null,null,"dm:ClassOfFunctionalObject"]
["SELF-OPERATING VALVE",null,null,null,null,null,null,"PRESSURE REGULATOR",null,null,null,null,null,"rdl:RDS309149",null,"A <PRESSURE REGULATOR> is a <SELF-OPERATING VALVE> for pressure",null,null,null,null,null,"dm:ClassOfFunctionalObject"]
["SELF-OPERATING VALVE",null,null,null,null,null,null,"PRESSURE RELIEF DEVICE",null,null,null,null,null,"rdl:RDS309329",null,"A <PRESSURE RELIEF DEVICE> is a <SELF-OPERATING VALVE>, that relieves pressure from an exclosed space when the pressure reaches a predetermined value",null,null,null,null,null,"dm:ClassOfFunctionalObject"]
["SELF-OPERATING VALVE",null,null,null,null,null,null,"TEMPERATURE REGULATOR",null,null,null,null,null,"rdl:RDS1011284",null,"A <TEMPERATURE REGULATOR> is a <SELF-OPERATING VALVE> for temperature regulation",null,null,null,null,null,"dm:ClassOfFunctionalObject"]
["SELF-OPERATING VALVE",null,null,null,null,null,null,"THERMAL RELIEF DEVICE",null,null,null,null,null,"rdl:RDS1336338491",null,"A <THERMAL RELIEF DEVICE> is a <<SELF-OPERATING VALVE> that relieves fluid from an exclosed space when the temperature reaches a predetermined value",null,null,null,null,null,"dm:ClassOfFunctionalObject"]
["SELF-OPERATING VALVE",null,null,null,null,null,null,"VACUUM RELIEF DEVICE",null,null,null,null,null,"rdl:RDS313784",null,"A <VACUUM RELIEF DEVICE> is a <SELF-OPERATING VALVE> that opens up and aligns the pressure when the underpressure of a container reaches a predetermined level",null,null,null,null,null,"dm:ClassOfFunctionalObject"]
["INSTRUMENTATION FUNCTION","SIGNAL RECEIVER",null,null,null,null,"STANDARD SIGNAL RECEIVER",null,null,null,null,null,"rdl:RDS222805",null,"A <STANDARD SIGNAL RECEIVER> is a <INSTRUMENTATION FUNCTION> and a <SIGNAL RECEIVER> that is capable of <RECEIVING> a <STANDARD SIGNAL>",null,null,null,null,null,"dm:ClassOfFunctionalObject"]
["INSTRUMENTATION FUNCTION","SIGNAL SENDER",null,null,null,null,"STANDARD SIGNAL SENDER",null,null,null,null,null,"rdl:RDS2223258",null,"A <STANDARD SIGNAL SENDER> is a <INSTRUMENTATION FUNCTION> and a <SIGNAL SENDER> that is capable of <SENDING> a <STANDARD SIGNAL>",null,null,null,null,null,"dm:ClassOfFunctionalObject"]
["INSTRUMENTATION FUNCTION","WARNER",null,null,null,null,"STATE WARNER",null,null,null,null,null,"rdl:RDS2220118",null,"A <STATE WARNER> is an <INSTRUMENTATION FUNCTION> and a <WARNER> of an unwanted state change",null,null,null,null,null,"dm:ClassOfFunctionalObject"]
["FunctionalObject",null,null,null,null,"INSULATOR",null,null,null,null,null,"rdl:RDS328094",null,"An <INSULATOR> is a <FunctionalObject> that is a non-conductor or low-conductor capable of separate conducting bodies to prevent transfer of electricity, heat, or sound",null,null,null,null,null,"dm:ClassOfFunctionalObject"]
["INSULATOR","INSULATOR",null,null,null,null,"ACOUSTIC INSULATOR",null,null,null,null,null,"rdl:RDS11856580",null,"An <ACOUSTIC INSULATOR> is an <INSULATOR> capable of sound attenuation",null,null,null,null,null,"dm:ClassOfFunctionalObject"]
["INSULATOR",null,null,null,null,null,"ELECTRICAL INSULATOR",null,null,null,null,null,"rdl:RDS950669",null,"An <ELECTRICAL INSULATOR> is an <INSULATOR> that is capable of <PREVENTING> entirely or to a great degree the passage of electricity between contiguous bodies",null,null,null,null,null,"dm:ClassOfFunctionalObject"]
["INSULATOR",null,null,null,null,null,"NOISE INSULATOR",null,null,null,null,null,"rdl:RDS11856670",null,"A <NOISE INSULATOR> is an <INSULATOR> that is capable of <REDUCING> the passing of sound",null,null,null,null,null,"dm:ClassOfFunctionalObject"]
["INSULATOR",null,null,null,null,null,"THERMAL INSULATOR",null,null,null,null,null,"rdl:RDS11855995",null,"A <THERMAL INSULATOR> is an <INSULATOR> that is capable of <REDUCING> conduction or radiation of heat",null,null,null,null,null,"dm:ClassOfFunctionalObject"]
["FunctionalObject",null,null,null,null,"INTERFACE",null,null,null,null,null,"rdl:RDS5774220",null,"An <INTERFACE> is a <FunctionalObject> that has the capability of <INTERFACING>",null,null,null,null,null,"dm:ClassOfFunctionalObject"]
["FunctionalObject",null,null,null,null,"ISOLATOR",null,null,null,null,null,"rdl:RDS7210603",null,"A <ISOLATOR> is an <FunctionalObject> that has the capability of <ISOLATING> something from its environment",null,null,null,null,null,"dm:ClassOfFunctionalObject"]
["FunctionalObject",null,null,null,null,"JOINT",null,null,null,null,null,"rdl:RDS1300748821",null,"A <JOINT> is a <FunctionalObject> that has a capability of <JOINING>",null,null,null,null,null,"dm:ClassOfFunctionalObject"]
["JOINT",null,null,null,null,null,"SWIVEL JOINT",null,null,null,null,null,"rdl:RDS5813402",null,"A <SWIVEL JOINT> is a <JOINT> that is capable of <JOINING> two parts so that one or both can pivot freely (as on a bolt or pin)",null,null,null,null,null,"dm:ClassOfFunctionalObject"]
["FunctionalObject",null,null,null,null,"LEAD ENGINEER",null,null,null,null,null,"rdl:RDS22261",null,"A <LEAD ENGINEER> is a <FunctionalObject> that has the capability of <LEADING> a group of <ENGINEER>s",null,null,null,null,null,"dm:ClassOfFunctionalObject"]
["FunctionalObject",null,null,null,null,"LEVEL DETECTOR",null,null,null,null,null,"rdl:RDS7920754",null,"A <LEVEL DETECTOR> is a<DETECTOR> using a <LEVEL MEASURING ELEMENT> that is intended to detect that a level exceeds a preset value",null,null,null,null,null,"dm:ClassOfFunctionalObject"]
["FunctionalObject",null,null,null,null,"LIAISON",null,null,null,null,null,"rdl:RDS2220904",null,"A <LIAISON> is a <FunctionalObject> that has the capability of <LIAISING>",null,null,null,null,null,"dm:ClassOfFunctionalObject"]
["FunctionalObject",null,null,null,null,"LIFTING DEVICE",null,null,null,null,null,"rdl:RDS1325252931",null,"A <LIFTING DEVICE> is a <FunctionalObject> that has a capability of <LIFTING>",null,null,null,null,null,"dm:ClassOfFunctionalObject"]
["FunctionalObject","ARTEFACT","LIFTING DEVICE",null,null,null,"HOIST",null,null,null,null,null,"rdl:RDS5799100",null,"A <HOIST> is an <ARTEFACT> and a <LIFTING DEVICE> that is designed for lifting and lowering of loads by means of a drum or lift-wheel which rope or chain wraps",null,null,null,null,null,"dm:ClassOfFunctionalObject"]
["LIFTING DEVICE","MACHINE",null,null,null,null,"LIFTING MACHINE",null,null,null,null,null,"rdl:RDS408901971",null,"A <LIFTING MACHINE> is a <MACHINE> and a <LIFTING DEVICE> intended to lift and move heavy equipment",null,null,null,null,null,"dm:ClassOfFunctionalObject"]
["FunctionalObject",null,null,null,null,"LIMITER",null,null,null,null,null,"rdl:RDS2221658",null,"A <LIMITER> is a <FunctionalObject> that has the capability of <LIMITING>",null,null,null,null,null,"dm:ClassOfFunctionalObject"]
["LIMITER",null,null,null,null,null,"BEND LIMITER",null,null,null,null,null,"rdl:RDS17609177",null,"A <BEND LIMITER> is a <LIMITER> that is used to restrict bending of a flexible pipe, cable or umbilical",null,null,null,null,null,"dm:ClassOfFunctionalObject"]
["FunctionalObject",null,null,null,null,"LIST",null,null,null,null,null,"rdl:RDS7950100",null,"A <LIST> is a <FunctionalObject> that consists principally of a number if items in sequence",null,null,null,null,null,"dm:ClassOfFunctionalObject"]
["FunctionalObject",null,null,null,null,"LUBRICATOR",null,null,null,null,null,"rdl:RDS305909",null,"A <LUBRICATOR> is a <FunctionalObject> that has the capability of <LUBRICATING>",null,null,null,null,null,"dm:ClassOfFunctionalObject"]
["FunctionalObject",null,null,null,null,"LUMINAIRE",null,null,null,null,null,"rdl:RDS961244",null,"A <LUMINAIRE> is a <FunctionalObject> that has the capability of <ILLUMINATING> and is a complete lighting unit",null,null,null,null,null,"dm:ClassOfFunctionalObject"]
["FunctionalObject",null,null,null,null,"MACHINE",null,null,null,null,null,"rdl:RDS13610975",null,"A <MACHINE> is an <FunctionalObject> that is powered, consisting of two or more interrelated parts, each having a definite function, and that is constructed to achieve a particular goal",null,null,null,null,null,"dm:ClassOfFunctionalObject"]
["MACHINE","SEPARATOR",null,null,null,null,"CENTRIFUGE",null,null,null,null,null,"rdl:RDS420974",null,"A <CENTRIFUGE> is a <MACHINE> and a <SEPARATOR> that uses centrifugal force to separate phases of different densities",null,null,null,null,null,"dm:ClassOfFunctionalObject"]
["CENTRIFUGE",null,null,null,null,null,null,"BOWL CENTRIFUGE",null,null,null,null,null,"rdl:RDS16770204",null,"A <BOWL CENTRIFUGE> i a <CENTRIFUGE> intended to separate fluids within a bowl",null,null,null,null,null,"dm:ClassOfFunctionalObject"]
["CENTRIFUGE","GRAVITY SEPARATOR",null,null,null,null,null,"CENTRIFUGAL SEPARATOR",null,null,null,null,null,"rdl:RDS13309755",null,"A <CENTRIFUGAL SEPARATOR> is a <CENTRIFUGE> and a <GRAVITY SEPARATOR> that utilizes centrifugal forces to separate mixed fluids with different density",null,null,null,null,null,"dm:ClassOfFunctionalObject"]
["CENTRIFUGAL SEPARATOR",null,null,null,null,null,null,null,"CLARIFIER",null,null,null,null,null,"rdl:RDS13329124",null,"A <CLARIFIER> is a <CENTRIFUGAL SEPARATOR> that speparates solids (particles) from oil. I.e. liquid - solid separator",null,null,null,null,null,"dm:ClassOfFunctionalObject"]
["CENTRIFUGAL SEPARATOR",null,null,null,null,null,null,null,"CYCLONE",null,null,null,null,null,"rdl:RDS4316591214",null,"A <CYCLONE> is a <CENTRIFUGAL SEPARATOR> intended to separate by rotation based on difference in densities",null,null,null,null,null,"dm:ClassOfFunctionalObject"]
["CENTRIFUGAL SEPARATOR",null,null,null,null,null,null,null,"PURIFIER",null,null,null,null,null,"rdl:RDS13329062",null,"A <PURIFIER> is a <CENTRIFUGAL SEPARATOR> that speparates water from oil. Solids (particles) are removed together with the water. I.e. liquid - liquid - solid separator",null,null,null,null,null,"dm:ClassOfFunctionalObject"]
["FIRE EXTINGUISHER","MACHINE",null,null,null,null,"FIRE ENGINE",null,null,null,null,null,"rdl:RDS1331061711",null,"A <FIRE ENGINE> is a <MACHINE> and a <FIRE EXTINGUISHER>",null,null,null,null,null,"dm:ClassOfFunctionalObject"]
["MACHINE","PIERCER",null,null,null,null,"PIERCING PRESS",null,null,null,null,null,"rdl:RDS11589535",null,"A <PIERCING PRESS> is a <MACHINE> and a <PIERCER>, typically a hydraulic press for piercing of billets or ingots to produce pipe",null,null,null,null,null,"dm:ClassOfFunctionalObject"]
["MACHINE","PRINTER",null,null,null,null,"PRINTING MACHINE",null,null,null,null,null,"rdl:RDS891899",null,"A <PRINTING MACHINE> is a <MACHINE> and a <PRINTER> that produces characters or graphic symbols on paper or other medium",null,null,null,null,null,"dm:ClassOfFunctionalObject"]
["MACHINE",null,null,null,null,null,"SAND BLASTING UNIT",null,null,null,null,null,"rdl:RDS499364",null,"A <SAND BLASTING UNIT> is a <MACHINE> intended for <SAND BLASTING>",null,null,null,null,null,"dm:ClassOfFunctionalObject"]
["MACHINE","THREADER",null,null,null,null,"THREADING MACHINE",null,null,null,null,null,"rdl:RDS13611020",null,"A <THREADING MACHINE> is a <MACHINE> and a <THREADER> that is intended to make threads",null,null,null,null,null,"dm:ClassOfFunctionalObject"]
["FunctionalObject",null,null,null,null,"MANAGER",null,null,null,null,null,"rdl:RDS2223106",null,"A <MANAGER> is a <FunctionalObject> that has the capability of <MANAGING>",null,null,null,null,null,"dm:ClassOfFunctionalObject"]
["FunctionalObject",null,null,null,null,"MANUFACTURER",null,null,null,null,null,"rdl:RDS4242650",null,"A <MANUFACTURER> is a <FunctionalObject> that has the capability of <MANUFACTURING>",null,null,null,null,null,"dm:ClassOfFunctionalObject"]
["FunctionalObject",null,null,null,null,"MAP",null,null,null,null,null,"rdl:RDS13092099",null,"A <MAP> is a <FunctionalObject> that is a graphic representation or charting of information",null,null,null,null,null,"dm:ClassOfFunctionalObject"]
["FunctionalObject",null,null,null,null,"MATRIX",null,null,null,null,null,"rdl:RDS4316806653",null,"A <MATRIX> is a <FunctionalObject> that is a description of something resembling a mathematical matrix esp. in rectangular arrangement of elements into rows and columns",null,null,null,null,null,"dm:ClassOfFunctionalObject"]
["FunctionalObject",null,null,null,null,"MEETER",null,null,null,null,null,"rdl:RDS2223578",null,"A <MEETER> is a <FunctionalObject> that is capable of participating in a <MEETING> .",null,null,null,null,null,"dm:ClassOfFunctionalObject"]
["FunctionalObject",null,null,null,null,"MESSAGE",null,null,null,null,null,"rdl:RDS16219600",null,"A <MESSAGE> is a <FunctionalObject> that is sent from a source to a receiver, or a communication transmitted through a messenger",null,null,null,null,null,"dm:ClassOfFunctionalObject"]
["FunctionalObject",null,null,null,null,"METAL PROCESSOR",null,null,null,null,null,"rdl:RDS2229081",null,"A <METAL PROCESSOR> is a <FunctionalObject> that is capable of <METAL PROCESSING>",null,null,null,null,null,"dm:ClassOfFunctionalObject"]
["FunctionalObject",null,null,null,null,"METER PROVER",null,null,null,null,null,"rdl:RDS414044921",null,"A <METER PROVER> is a <FunctionalObject> that is capable of authenticating the accurate working of a gas or liquid meter",null,null,null,null,null,"dm:ClassOfFunctionalObject"]
["FunctionalObject",null,null,null,null,"METHOD",null,null,null,null,null,"rdl:RDS431680680",null,"A <METHOD> is a <FunctionalObject> that defines an established, habitual, logical, or prescribed practice or systematic process of achieving certain ends with accuracy and efficiency, usually in an ordered sequence of fixed steps",null,null,null,null,null,"dm:ClassOfFunctionalObject"]
["FunctionalObject",null,null,null,null,"MIST DETECTOR",null,null,null,null,null,"rdl:RDS2223221",null,"A <MIST DETECTOR> is a <DETECTOR> using a <MIST DETECTION MEASURING ELEMENT> for the detection of a mist",null,null,null,null,null,"dm:ClassOfFunctionalObject"]
["FunctionalObject",null,null,null,null,"MIXER",null,null,null,null,null,"rdl:RDS222370",null,"A <MIXER> is a <FunctionalObject> that has a capability of <MIXING>",null,null,null,null,null,"dm:ClassOfFunctionalObject"]
["MIXER",null,null,null,null,null,"FLUID MIXER",null,null,null,null,null,"rdl:RDS306449",null,"A <FLUID MIXER> is a <MIXER> that has a capability of <MIXING> two ore more <FLUID> ingredients",null,null,null,null,null,"dm:ClassOfFunctionalObject"]
["FLUID MIXER",null,null,null,null,null,null,"GAS INTO GAS MIXER",null,null,null,null,null,"rdl:RDS280259",null,"A <GAS INTO GAS MIXER> is a <FLUID MIXER> that has a capability of <GAS> into GAS <MIXING>",null,null,null,null,null,"dm:ClassOfFunctionalObject"]
["FLUID MIXER",null,null,null,null,null,null,"GAS INTO LIQUID MIXER",null,null,null,null,null,"rdl:RDS280304",null,"A <GAS INTO LIQUID MIXER> is a <FLUID MIXER> that has a capability of <GAS> into <LIQUID> <MIXING>",null,null,null,null,null,"dm:ClassOfFunctionalObject"]
["FLUID MIXER",null,null,null,null,null,null,"LIQUID INTO GAS MIXER",null,null,null,null,null,"rdl:RDS280349",null,"A <LIQUID INTO GAS MIXER> is a <FLUID MIXER> that has a capability of <LIQUID> into <GAS> < MIXING>",null,null,null,null,null,"dm:ClassOfFunctionalObject"]
["FLUID MIXER",null,null,null,null,null,null,"LIQUID INTO LIQUID MIXER",null,null,null,null,null,"rdl:RDS280484",null,"A <LIQUID INTO LIQUID MIXER> is a <FLUID MIXER> that has a capability of <LIQUID> into <LIQUID> < MIXING>",null,null,null,null,null,"dm:ClassOfFunctionalObject"]
["FLUID MIXER",null,null,null,null,null,null,"LIQUID MIXER",null,null,null,null,null,"rdl:RDS279809",null,"A <LIQUID MIXER> is a <FLUID MIXER> that has a capability of <MIXING> two or more <LIQUID>s",null,null,null,null,null,"dm:ClassOfFunctionalObject"]
["FLUID MIXER",null,null,null,null,null,null,"MUD MIXER",null,null,null,null,null,"rdl:RDS306719",null,"A <MUD MIXER> is a <FLUID MIXER> that has a capability of <MIXING> drilling mud",null,null,null,null,null,"dm:ClassOfFunctionalObject"]
["FLUID MIXER",null,null,null,null,null,null,"SOLID FLUID MIXER",null,null,null,null,null,"rdl:RDS16045313",null,"A <SOLID FLUID MIXER> is a <FLUID MIXER> that has a capability of <BLENDING> solid <FLUID>s (or blendings)",null,null,null,null,null,"dm:ClassOfFunctionalObject"]
["SOLID FLUID MIXER",null,null,null,null,null,null,null,"BLENDER",null,null,null,null,null,"rdl:RDS16045409",null,"A <BLENDER> is a <SOLID FLUID MIXER> that mixes blendings",null,null,null,null,null,"dm:ClassOfFunctionalObject"]
["FLUID MIXER",null,null,null,null,null,null,"SOLID INTO GAS MIXER",null,null,null,null,null,"rdl:RDS280394",null,"A <SOLID INTO GAS MIXER> is a <FLUID MIXER> that has a capability of <SOLID> into <GAS> < MIXING>",null,null,null,null,null,"dm:ClassOfFunctionalObject"]
["FLUID MIXER",null,null,null,null,null,null,"SOLID INTO LIQUID MIXER",null,null,null,null,null,"rdl:RDS280439",null,"A <SOLID INTO LIQUID MIXER> is a <FLUID MIXER> that has a capability of <SOLID> into <LIQUID> < MIXING>",null,null,null,null,null,"dm:ClassOfFunctionalObject"]
["FunctionalObject",null,null,null,null,"MODULATOR",null,null,null,null,null,"rdl:RDS5855591",null,"A <MODULATOR> is a <FunctionalObject> that is capable of <MODULATING>",null,null,null,null,null,"dm:ClassOfFunctionalObject"]
["FunctionalObject",null,null,null,null,"MOISTURE DETECTOR",null,null,null,null,null,"rdl:RDS1008944",null,"A <MOISTURE DETECTOR> is a <DETECTOR> using a <MOISTURE SENSING ELEMENT> for the detection of moisture",null,null,null,null,null,"dm:ClassOfFunctionalObject"]
["FunctionalObject",null,null,null,null,"MOLECULAR DEMOLISHER",null,null,null,null,null,"rdl:RDS278999",null,"A <MOLECULAR DEMOLISHER> is a <FunctionalObject> that is capable of <MOLECULAR DEMOLISHING>",null,null,null,null,null,"dm:ClassOfFunctionalObject"]
["FunctionalObject",null,null,null,null,"MOUNT",null,null,null,null,null,"rdl:RDS2227081",null,"A <MOUNT> is a <FunctionalObject> that is capable of <SUPPORTING> something that is mounted on it",null,null,null,null,null,"dm:ClassOfFunctionalObject"]
["FunctionalObject",null,null,null,null,"MOVER",null,null,null,null,null,"rdl:RDS2229058",null,"A <MOVER> is a <FunctionalObject> that is capable of <MOVING> something",null,null,null,null,null,"dm:ClassOfFunctionalObject"]
["FunctionalObject",null,null,null,null,"NETWORK",null,null,null,null,null,"rdl:RDS1293947091",null,"A <NETWORK> is a <FunctionalObject> that is a group or system of interconnected people or things",null,null,null,null,null,"dm:ClassOfFunctionalObject"]
["NETWORK",null,null,null,null,null,"ELECTRICAL NETWORK",null,null,null,null,null,"rdl:RDS1293939661",null,"An <ELECTRICAL NETWORK> is a <NETWORK>that is an interconnection of <ELECTRIC ELEMENT>s",null,null,null,null,null,"dm:ClassOfFunctionalObject"]
["ELECTRICAL NETWORK",null,null,null,null,null,null,"ELECTRIC CIRCUIT",null,null,null,null,null,"rdl:RDS5036404627",null,"An <ELECTRIC CIRCUIT> is an <ELECTRICAL NETWORK> that is an arrangement of devices, media, or both, forming one or more conductive paths and where these devices and media can have capacitive and inductive coupling",null,null,null,null,null,"dm:ClassOfFunctionalObject"]
["FLUID SYSTEM","NETWORK",null,null,null,null,"PIPING NETWORK SYSTEM",null,null,null,null,null,"rdl:RDS270359",null,"A <PIPING NETWORK SYSTEM> is a <NETWORK> and a <FLUID SYSTEM> of interconnected piping network branches limited by Unit Operation Inlet/Outlet and Piping Network Terminators. In this context Piping includes e.g. plumbing and tubing",null,null,null,null,null,"dm:ClassOfFunctionalObject"]
["FunctionalObject",null,null,null,null,"NODE",null,null,null,null,null,"rdl:RDS13048190",null,"A <NODE> is a <FunctionalObject> that is a point in a network at which lines or pathways intersect or branch",null,null,null,null,null,"dm:ClassOfFunctionalObject"]
["NODE",null,null,null,null,null,"ELECTRICAL NODE",null,null,null,null,null,"rdl:RDS7190397",null,"An <ELECTRICAL NODE> is a <NODE> that is any point on a circuit where two or more elements in an <ELECTRIC CIRCUIT> meet; for two nodes to be different, their voltages must be different",null,null,null,null,null,"dm:ClassOfFunctionalObject"]
["FunctionalObject",null,null,null,null,"OIL-IN-WATER DETECTOR",null,null,null,null,null,"rdl:RDS1008809",null,"An <OIL-IN-WATER DETECTOR> is a <DETECTOR> using an <ANALYSIS MEASURING ELEMENT> for detection of hydrocarbons in water",null,null,null,null,null,"dm:ClassOfFunctionalObject"]
["FunctionalObject",null,null,null,null,"PACKAGE",null,null,null,null,null,"rdl:RDS1300808591",null,"A <PACKAGE> is a <FunctionalObject> that is any related group of objects that is viewed or organized as a unit",null,null,null,null,null,"dm:ClassOfFunctionalObject"]
["FunctionalObject",null,null,null,null,"PALLETIZER",null,null,null,null,null,"rdl:RDS11589265",null,"A <PALLETIZER> is a <FunctionalObject> that is capable of <PALLETIZING>",null,null,null,null,null,"dm:ClassOfFunctionalObject"]
["FunctionalObject",null,null,null,null,"PEELER",null,null,null,null,null,"rdl:RDS1066826231",null,"A <PEELER> is a <FunctionalObject> that has the capability of <PEELING>",null,null,null,null,null,"dm:ClassOfFunctionalObject"]
["FunctionalObject",null,null,null,null,"PENETRATOR",null,null,null,null,null,"rdl:RDS16553463",null,"A <PENETRATOR> is a <FunctionalObject> that is capable of <PENETRATING>",null,null,null,null,null,"dm:ClassOfFunctionalObject"]
["FunctionalObject",null,null,null,null,"PHOTOELECTRIC DEVICE",null,null,null,null,null,"rdl:RDS987299",null,"A <PHOTOELECTRIC DEVICE> is a <FunctionalObject> whose essential characteristics are due to the emission of electrons caused by the absorption of photons",null,null,null,null,null,"dm:ClassOfFunctionalObject"]
["FunctionalObject",null,null,null,null,"PHOTOGRAPHIC DEVICE",null,null,null,null,null,"rdl:RDS1294884181",null,"A <PHOTOGRAPHIC DEVICE> is a <FunctionalObject> that has a capability of recording still or moving pictures by recording radiation on a sensitive medium, such as a photographic film, or an electronic sensor",null,null,null,null,null,"dm:ClassOfFunctionalObject"]
["FunctionalObject",null,null,null,null,"PHOTOVOLTAIC DEVICE",null,null,null,null,null,"rdl:RDS1294863541",null,"A <PHOTOVOLTAIC DEVICE> is a <FunctionalObject> that has the capability of <CREATING> a voltage (or a corresponding electric current) in a material upon exposure to electro-magnetic radiation",null,null,null,null,null,"dm:ClassOfFunctionalObject"]
["FunctionalObject",null,null,null,null,"PIERCER",null,null,null,null,null,"rdl:RDS11589445",null,"A <PIERCER> is a <FunctionalObject> that is capable of <PIERCING> into something",null,null,null,null,null,"dm:ClassOfFunctionalObject"]
["FunctionalObject",null,null,null,null,"PIG DETECTOR",null,null,null,null,null,"rdl:RDS416249",null,"A <PIG INDICATOR> is a <DETECTOR> using a <PROXIMITY MEASURING ELEMENT> that is showing when/if the <PIG> is inside a <PIG RECEIVER>",null,null,null,null,null,"dm:ClassOfFunctionalObject"]
["FunctionalObject",null,null,null,null,"PIG LAUNCHER",null,null,null,null,null,"rdl:RDS414899",null,"A <PIG LAUNCHER> is a <FunctionalObject> that is capable of <LAUNCHING> a <PIPE PIG> into a pipeline",null,null,null,null,null,"dm:ClassOfFunctionalObject"]
["FunctionalObject",null,null,null,null,"PIPE PIG",null,null,null,null,null,"rdl:RDS7606704",null,"A <PIPE PIG> is a <FunctionalObject> that is driven through a pipeline by the flow of fluid, to perform various internal activities (depending on the pig type) such as separating fluids, cleaning or inspecting the pipeline",null,null,null,null,null,"dm:ClassOfFunctionalObject"]
["FunctionalObject",null,null,null,null,"PIPING PLAN",null,null,null,null,null,"rdl:RDS2227401",null,"A <PIPING PLAN> is a <FunctionalObject> that is a sealing system, consisting of a mechanical seal and an associated supply system",null,null,null,null,null,"dm:ClassOfFunctionalObject"]
["FunctionalObject",null,null,null,null,"PLAN",null,null,null,null,null,"rdl:RDS7952931",null,"A <PLAN> is a <FunctionalObject> that represents a planned course of action",null,null,null,null,null,"dm:ClassOfFunctionalObject"]
["FunctionalObject",null,null,null,null,"PORT",null,null,null,null,null,"rdl:RDS1027742141",null,"A <PORT> is a <FunctionalObject> that is a point of interface for communication with anotheral object",null,null,null,null,null,"dm:ClassOfFunctionalObject"]
["PORT",null,null,null,null,null,"COMPUTER SOFTWARE PORT",null,null,null,null,null,"rdl:RDS892798831",null,"A <COMPUTER SOFTWARE PORT> is a <PORT> that serves as an endpoint in an operating system for many types of communication. It is not a hardware device, but a logical construct that identifies a service or process. It is always associated with an IP address of a host and the protocol type of the communication, and thus completes the destination or origination address of a communications session. A port is identified for each address and protocol by a 16-bit number, commonly known as the port number",null,null,null,null,null,"dm:ClassOfFunctionalObject"]
["COMPUTER SOFTWARE PORT",null,null,null,null,null,null,"CONTROL PORT",null,null,null,null,null,"rdl:RDS892820201",null,"A <CONTROL PORT> is a <COMPUTER SOFTWARE PORT> for attaching peripherial devices like joysticks, paddles, mouse, lightpen or dedicated hardware like sound digitizers.",null,null,null,null,null,"dm:ClassOfFunctionalObject"]
["CONTROL PORT",null,null,null,null,null,null,null,"CONTROLLER PORT",null,null,null,null,null,"rdl:RDS8928202012",null,null,null,null,null,null,null,"dm:ClassOfFunctionalObject"]
["CONTROLLER PORT",null,null,null,null,null,null,null,null,"CONTROLLER INPUT PORT",null,null,null,null,null,"rdl:RDS8928202023",null,null,null,null,null,null,null,"dm:ClassOfFunctionalObject"]
["CONTROLLER INPUT PORT",null,null,null,null,null,null,null,null,null,"CONTROLLER CONTROL INPUT PORT",null,null,null,null,null,"rdl:RDS898185861",null,"A <CONTROLLER CONTROL INPUT PORT> is a <CONTROLLER INPUT PORT> initiating a state of a process control function",null,null,null,null,null,"dm:ClassOfFunctionalObject"]
["CONTROLLER CONTROL INPUT PORT",null,null,null,null,null,null,null,null,null,null,"FORCE BLOCK HIGH HIGH PORT",null,null,null,null,null,"rdl:RDS318509",null,"A <FORCE BLOCK HIGH HIGH PORT> is a <CONTROLLER CONTROL INPUT PORT> to force blocking of (alarm) Switching on High High.",null,null,null,null,null,"dm:ClassOfFunctionalObject"]
["CONTROLLER CONTROL INPUT PORT",null,null,null,null,null,null,null,null,null,null,"FORCE BLOCK LOW LOW PORT",null,null,null,null,null,"rdl:RDS318554",null,"A <FORCE BLOCK LOW LOW PORT> is a <CONTROLLER CONTROL INPUT PORT> to force blocking of (alarm) Switching on Low Low.",null,null,null,null,null,"dm:ClassOfFunctionalObject"]
["CONTROLLER CONTROL INPUT PORT",null,null,null,null,null,null,null,null,null,null,"FORCE BLOCK PORT",null,null,null,null,null,"rdl:RDS318599",null,"A <FORCE BLOCK PORT> is a <CONTROLLER CONTROL INPUT PORT> to force blocking.",null,null,null,null,null,"dm:ClassOfFunctionalObject"]
["CONTROLLER CONTROL INPUT PORT",null,null,null,null,null,null,null,null,null,null,"FORCE DISABLE HIGH PORT",null,null,null,null,null,"rdl:RDS318644",null,"A <FORCE DISABLE HIGH PORT> is a <CONTROLLER CONTROL INPUT PORT> to force disabling of High output.",null,null,null,null,null,"dm:ClassOfFunctionalObject"]
["CONTROLLER CONTROL INPUT PORT",null,null,null,null,null,null,null,null,null,null,"FORCE DISABLE LOW PORT",null,null,null,null,null,"rdl:RDS318689",null,"A <FORCE DISABLE LOW PORT> is a <CONTROLLER CONTROL INPUT PORT> to force disabling of Low output.",null,null,null,null,null,"dm:ClassOfFunctionalObject"]
["CONTROLLER CONTROL INPUT PORT",null,null,null,null,null,null,null,null,null,null,"FORCE SAFEGUARD HIGH PORT",null,null,null,null,null,"rdl:RDS318734",null,"A <FORCE SAFEGUARD HIGH PORT> is a <CONTROLLER CONTROL INPUT PORT> to force safeguard High.",null,null,null,null,null,"dm:ClassOfFunctionalObject"]
["CONTROLLER CONTROL INPUT PORT",null,null,null,null,null,null,null,null,null,null,"FORCE SAFEGUARD LOW PORT",null,null,null,null,null,"rdl:RDS318779",null,"A <FORCE SAFEGUARD LOW PORT> is a <CONTROLLER CONTROL INPUT PORT> to force safeguard Low.",null,null,null,null,null,"dm:ClassOfFunctionalObject"]
["CONTROLLER CONTROL INPUT PORT",null,null,null,null,null,null,null,null,null,null,"FORCE SUPPRESS HIGH HIGH PORT",null,null,null,null,null,"rdl:RDS318824",null,"A <FORCE SUPPRESS HIGH HIGH PORT> is a <CONTROLLER CONTROL INPUT PORT> to force suppression of alarm High High.",null,null,null,null,null,"dm:ClassOfFunctionalObject"]
["CONTROLLER CONTROL INPUT PORT",null,null,null,null,null,null,null,null,null,null,"FORCE SUPPRESS LOW LOW PORT",null,null,null,null,null,"rdl:RDS318869",null,"A <FORCE SUPPRESS LOW LOW PORT> is a <CONTROLLER CONTROL INPUT PORT> to force suppression of alarm Low Low.",null,null,null,null,null,"dm:ClassOfFunctionalObject"]
["CONTROLLER CONTROL INPUT PORT",null,null,null,null,null,null,null,null,null,null,"FORCE SUPPRESS PORT",null,null,null,null,null,"rdl:RDS318914",null,"A <FORCE SUPPRESS PORT> is a <CONTROLLER CONTROL INPUT PORT> to force suppression.",null,null,null,null,null,"dm:ClassOfFunctionalObject"]
["CONTROLLER CONTROL INPUT PORT",null,null,null,null,null,null,null,null,null,null,"FORCE SUPPRESS WARNING HIGH PORT",null,null,null,null,null,"rdl:RDS318959",null,"A <FORCE SUPPRESS WARNING HIGH PORT> is a <CONTROLLER CONTROL INPUT PORT> to force suppression of warning High.",null,null,null,null,null,"dm:ClassOfFunctionalObject"]
["CONTROLLER CONTROL INPUT PORT",null,null,null,null,null,null,null,null,null,null,"FORCE SUPPRESS WARNING LOW PORT",null,null,null,null,null,"rdl:RDS319004",null,"A <FORCE SUPPRESS WARNING LOW PORT> is a <CONTROLLER CONTROL INPUT PORT> to force suppression of warning Low.",null,null,null,null,null,"dm:ClassOfFunctionalObject"]
["CONTROLLER CONTROL INPUT PORT",null,null,null,null,null,null,null,null,null,null,"FORCE TOTALIZING PORT",null,null,null,null,null,"rdl:RDS319049",null,"A <FORCE TOTALIZING PORT> is a <CONTROLLER CONTROL INPUT PORT> to force totalizing.",null,null,null,null,null,"dm:ClassOfFunctionalObject"]
["CONTROLLER CONTROL INPUT PORT",null,null,null,null,null,null,null,null,null,null,"FORCE TRACKING PORT",null,null,null,null,null,"rdl:RDS319094",null,"A <FORCE TRACKING PORT> is a <CONTROLLER CONTROL INPUT PORT> to force tracking.",null,null,null,null,null,"dm:ClassOfFunctionalObject"]
["CONTROLLER CONTROL INPUT PORT",null,null,null,null,null,null,null,null,null,null,"LOCK AUTO PORT",null,null,null,null,null,"rdl:RDS319184",null,"A <LOCK AUTO PORT> is a <CONTROLLER CONTROL INPUT PORT> to lock auto mode.",null,null,null,null,null,"dm:ClassOfFunctionalObject"]
["CONTROLLER CONTROL INPUT PORT",null,null,null,null,null,null,null,null,null,null,"LOCK EXTERNAL PORT",null,null,null,null,null,"rdl:RDS319229",null,"A <LOCK EXTERNAL PORT> is a <CONTROLLER CONTROL INPUT PORT> to lock external mode.",null,null,null,null,null,"dm:ClassOfFunctionalObject"]
["CONTROLLER CONTROL INPUT PORT",null,null,null,null,null,null,null,null,null,null,"LOCK INTERNAL PORT",null,null,null,null,null,"rdl:RDS319274",null,"A <LOCK INTERNAL PORT> is a <CONTROLLER CONTROL INPUT PORT> to lock internal mode.",null,null,null,null,null,"dm:ClassOfFunctionalObject"]
["CONTROLLER CONTROL INPUT PORT",null,null,null,null,null,null,null,null,null,null,"LOCK MANUAL PORT",null,null,null,null,null,"rdl:RDS319319",null,"A <LOCK MANUAL PORT> is a <CONTROLLER CONTROL INPUT PORT> to lock manual mode.",null,null,null,null,null,"dm:ClassOfFunctionalObject"]
["CONTROLLER CONTROL INPUT PORT",null,null,null,null,null,null,null,null,null,null,"LOCK OUTSIDE OPERATION PORT",null,null,null,null,null,"rdl:RDS319364",null,"A <LOCK OUTSIDE OPERATION PORT> is a <CONTROLLER CONTROL INPUT PORT> to lock to outside operation mode.",null,null,null,null,null,"dm:ClassOfFunctionalObject"]
["CONTROLLER CONTROL INPUT PORT",null,null,null,null,null,null,null,null,null,null,"LOCK SAFEGUARD HIGH PORT",null,null,null,null,null,"rdl:RDS319409",null,"A <LOCK SAFEGUARD HIGH PORT> is a <CONTROLLER CONTROL INPUT PORT> to lock safeguard High.",null,null,null,null,null,"dm:ClassOfFunctionalObject"]
["CONTROLLER CONTROL INPUT PORT",null,null,null,null,null,null,null,null,null,null,"LOCK SAFEGUARD LOW PORT",null,null,null,null,null,"rdl:RDS319454",null,"A <LOCK SAFEGUARD LOW PORT> is a <CONTROLLER CONTROL INPUT PORT> to lock safeguard Low.",null,null,null,null,null,"dm:ClassOfFunctionalObject"]
["CONTROLLER CONTROL INPUT PORT",null,null,null,null,null,null,null,null,null,null,"OS BLOCK H/HH OFF PORT",null,null,null,null,null,"rdl:RDS320084",null,"An <OS BLOCK H/HH OFF PORT> is a <CONTROLLER CONTROL INPUT PORT> to set block High/High High Off.",null,null,null,null,null,"dm:ClassOfFunctionalObject"]
["CONTROLLER CONTROL INPUT PORT",null,null,null,null,null,null,null,null,null,null,"OS BLOCK H/HH ON PORT",null,null,null,null,null,"rdl:RDS320129",null,"An <OS BLOCK H/HH ON PORT> is a <CONTROLLER CONTROL INPUT PORT> to set block High/High High On.",null,null,null,null,null,"dm:ClassOfFunctionalObject"]
["CONTROLLER CONTROL INPUT PORT",null,null,null,null,null,null,null,null,null,null,"OS BLOCK HH OFF PORT",null,null,null,null,null,"rdl:RDS320174",null,"An <OS BLOCK HH OFF PORT> is a <CONTROLLER CONTROL INPUT PORT> to set block High High Off.",null,null,null,null,null,"dm:ClassOfFunctionalObject"]
["CONTROLLER CONTROL INPUT PORT",null,null,null,null,null,null,null,null,null,null,"OS BLOCK HH ON PORT",null,null,null,null,null,"rdl:RDS320219",null,"An <OS BLOCK HH ON PORT> is a <CONTROLLER CONTROL INPUT PORT> to set block High High On.",null,null,null,null,null,"dm:ClassOfFunctionalObject"]
["CONTROLLER CONTROL INPUT PORT",null,null,null,null,null,null,null,null,null,null,"OS BLOCK L/LL OFF PORT",null,null,null,null,null,"rdl:RDS320264",null,"An <OS BLOCK L/LL OFF PORT> is a <CONTROLLER CONTROL INPUT PORT> to set block Low/Low Low Off.",null,null,null,null,null,"dm:ClassOfFunctionalObject"]
["CONTROLLER CONTROL INPUT PORT",null,null,null,null,null,null,null,null,null,null,"OS BLOCK L/LL ON PORT",null,null,null,null,null,"rdl:RDS320309",null,"An <OS BLOCK L/LL ON PORT> is a <CONTROLLER CONTROL INPUT PORT> to set block Low/Low Low On.",null,null,null,null,null,"dm:ClassOfFunctionalObject"]
["CONTROLLER CONTROL INPUT PORT",null,null,null,null,null,null,null,null,null,null,"OS BLOCKING OFF PORT",null,null,null,null,null,"rdl:RDS320399",null,"An <OS BLOCKING OFF PORT> is a <CONTROLLER CONTROL INPUT PORT> to set blocking Off.",null,null,null,null,null,"dm:ClassOfFunctionalObject"]
["CONTROLLER CONTROL INPUT PORT",null,null,null,null,null,null,null,null,null,null,"OS BLOCKING ON PORT",null,null,null,null,null,"rdl:RDS320444",null,"An <OS BLOCKING ON PORT> is a <CONTROLLER CONTROL INPUT PORT> to set blocking On.",null,null,null,null,null,"dm:ClassOfFunctionalObject"]
["CONTROLLER CONTROL INPUT PORT",null,null,null,null,null,null,null,null,null,null,"OS MOLECULAR WEIGHT PORT",null,null,null,null,null,"rdl:RDS320669",null,"An <OS MOLECULAR WEIGHT PORT> is a <PROCESS CONTROL INPUT PORT> for molecular weight.",null,null,null,null,null,"dm:ClassOfFunctionalObject"]
["CONTROLLER CONTROL INPUT PORT",null,null,null,null,null,null,null,null,null,null,"OS RESET TOTALIZER PORT",null,null,null,null,null,"rdl:RDS320759",null,"An <OS RESET TOTALIZER PORT> is a <CONTROLLER CONTROL INPUT PORT> to totalizer reset.",null,null,null,null,null,"dm:ClassOfFunctionalObject"]
["CONTROLLER CONTROL INPUT PORT",null,null,null,null,null,null,null,null,null,null,"OS SELECT AUTO MODE PORT",null,null,null,null,null,"rdl:RDS320804",null,"An <OS SELECT AUTO MODE PORT> is a <CONTROLLER CONTROL INPUT PORT> to set auto.",null,null,null,null,null,"dm:ClassOfFunctionalObject"]
["CONTROLLER CONTROL INPUT PORT",null,null,null,null,null,null,null,null,null,null,"OS SELECT EXTERNAL PORT",null,null,null,null,null,"rdl:RDS320849",null,"An <OS SELECT EXTERNAL PORT> is a <CONTROLLER CONTROL INPUT PORT> to set external.",null,null,null,null,null,"dm:ClassOfFunctionalObject"]
["CONTROLLER CONTROL INPUT PORT",null,null,null,null,null,null,null,null,null,null,"OS SELECT INTERNAL PORT",null,null,null,null,null,"rdl:RDS320894",null,"An <OS SELECT INTERNAL PORT> is a <CONTROLLER CONTROL INPUT PORT> to set internal.",null,null,null,null,null,"dm:ClassOfFunctionalObject"]
["CONTROLLER CONTROL INPUT PORT",null,null,null,null,null,null,null,null,null,null,"OS SELECT MANUAL MODE PORT",null,null,null,null,null,"rdl:RDS320939",null,"An <OS SELECT MANUAL MODE PORT> is a <CONTROLLER CONTROL INPUT PORT> to set manual.",null,null,null,null,null,"dm:ClassOfFunctionalObject"]
["CONTROLLER CONTROL INPUT PORT",null,null,null,null,null,null,null,null,null,null,"OS SELECT OFF (LOW) PORT",null,null,null,null,null,"rdl:RDS320984",null,"An <OS SELECT OFF (LOW) PORT> is a <CONTROLLER CONTROL INPUT PORT> to set output Low.",null,null,null,null,null,"dm:ClassOfFunctionalObject"]
["CONTROLLER CONTROL INPUT PORT",null,null,null,null,null,null,null,null,null,null,"OS SELECT ON (HIGH) PORT",null,null,null,null,null,"rdl:RDS321029",null,"An <OS SELECT ON (HIGH) PORT> is a <CONTROLLER CONTROL INPUT PORT> to set output High",null,null,null,null,null,"dm:ClassOfFunctionalObject"]
["CONTROLLER CONTROL INPUT PORT",null,null,null,null,null,null,null,null,null,null,"OS SELECT OUTSIDE PORT",null,null,null,null,null,"rdl:RDS321074",null,"An <OS SELECT OUTSIDE PORT> is a <CONTROLLER CONTROL INPUT PORT> to set outside operation.",null,null,null,null,null,"dm:ClassOfFunctionalObject"]
["CONTROLLER CONTROL INPUT PORT",null,null,null,null,null,null,null,null,null,null,"OS SET OUTPUT PORT",null,null,null,null,null,"rdl:RDS321119",null,"An <OS SET OUTPUT PORT> is a <CONTROLLER CONTROL INPUT PORT> to set output.",null,null,null,null,null,"dm:ClassOfFunctionalObject"]
["CONTROLLER CONTROL INPUT PORT",null,null,null,null,null,null,null,null,null,null,"OS SET SETPOINT PORT",null,null,null,null,null,"rdl:RDS321164",null,"An <OS SET SETPOINT PORT> is a <CONTROLLER CONTROL INPUT PORT> to set setpoint.",null,null,null,null,null,"dm:ClassOfFunctionalObject"]
["CONTROLLER CONTROL INPUT PORT",null,null,null,null,null,null,null,null,null,null,"OS SET STEP CLOSED PORT",null,null,null,null,null,"rdl:RDS321209",null,"An <OS SET STEP CLOSED PORT> is a <CONTROLLER CONTROL INPUT PORT> to set step closed.",null,null,null,null,null,"dm:ClassOfFunctionalObject"]
["CONTROLLER CONTROL INPUT PORT",null,null,null,null,null,null,null,null,null,null,"OS SET STEP OPEN PORT",null,null,null,null,null,"rdl:RDS321254",null,"An <OS SET STEP OPEN PORT> is a <CONTROLLER CONTROL INPUT PORT> to set step open.",null,null,null,null,null,"dm:ClassOfFunctionalObject"]
["CONTROLLER CONTROL INPUT PORT",null,null,null,null,null,null,null,null,null,null,"OS SET TOTALIZER OFF PORT",null,null,null,null,null,"rdl:RDS321299",null,"An <OS SET TOTALIZER OFF PORT> is a <CONTROLLER CONTROL INPUT PORT> to set totalizer off.",null,null,null,null,null,"dm:ClassOfFunctionalObject"]
["CONTROLLER CONTROL INPUT PORT",null,null,null,null,null,null,null,null,null,null,"OS SET TOTALIZER ON PORT",null,null,null,null,null,"rdl:RDS321344",null,"An <OS SET TOTALIZER ON PORT> is a <CONTROLLER CONTROL INPUT PORT> to set totalizer on.",null,null,null,null,null,"dm:ClassOfFunctionalObject"]
["CONTROLLER CONTROL INPUT PORT",null,null,null,null,null,null,null,null,null,null,"OS SUPPRESSION OFF PORT",null,null,null,null,null,"rdl:RDS321794",null,"An <OS SUPPRESSION OFF PORT> is a <CONTROLLER CONTROL INPUT PORT> to set suppression off.",null,null,null,null,null,"dm:ClassOfFunctionalObject"]
["CONTROLLER CONTROL INPUT PORT",null,null,null,null,null,null,null,null,null,null,"OS SUPPRESSION ON PORT",null,null,null,null,null,"rdl:RDS321839",null,"An <OS SUPPRESSION ON PORT> is a <CONTROLLER CONTROL INPUT PORT> to set suppression on.",null,null,null,null,null,"dm:ClassOfFunctionalObject"]
["CONTROLLER CONTROL INPUT PORT",null,null,null,null,null,null,null,null,null,null,"PARAMETER CONTROL INPUT PORT",null,null,null,null,null,"rdl:RDS323819",null,"A <PARAMETER CONTROL INPUT PORT> is a <CONTROLLER CONTROL INPUT PORT> to set a formula or its components",null,null,null,null,null,"dm:ClassOfFunctionalObject"]
["PARAMETER CONTROL INPUT PORT",null,null,null,null,null,null,null,null,null,null,null,"SET CALCULATION FACTOR PORT",null,null,null,null,null,"rdl:RDS322694",null,"A <SET CALCULATION FACTOR PORT> is a <PARAMETER CONTROL INPUT PORT> providing a calculation factor",null,null,null,null,null,"dm:ClassOfFunctionalObject"]
["PARAMETER CONTROL INPUT PORT",null,null,null,null,null,null,null,null,null,null,null,"SET CALCULATION FORMULA PORT",null,null,null,null,null,"rdl:RDS322739",null,"A <SET CALCULATION FORMULA PORT> is a <PARAMETER CONTROL INPUT PORT> providing a calculation formula",null,null,null,null,null,"dm:ClassOfFunctionalObject"]
["PARAMETER CONTROL INPUT PORT",null,null,null,null,null,null,null,null,null,null,null,"SET K-FACTOR PORT",null,null,null,null,null,"rdl:RDS322784",null,null,null,null,null,null,null,"dm:ClassOfFunctionalObject"]
["CONTROLLER INPUT PORT",null,null,null,null,null,null,null,null,null,"PROCESS CONTROL INPUT PORT",null,null,null,null,null,"rdl:RDS323729",null,null,null,null,null,null,null,"dm:ClassOfFunctionalObject"]
["PROCESS CONTROL INPUT PORT",null,null,null,null,null,null,null,null,null,null,"ENABLE (MCC) Motor Control Centre? PORT",null,null,null,null,null,"rdl:RDS8982221211",null,"An <ENABLE (MCC) Motor Control Centre? PORT> is a <PROCESS CONTROL INPUT PORT> for the <MCC> enable status.",null,null,null,null,null,"dm:ClassOfFunctionalObject"]
["PROCESS CONTROL INPUT PORT",null,null,null,null,null,null,null,null,null,null,"EXTERNAL ENABLE TOTALIZING PORT",null,null,null,null,null,"rdl:RDS318239",null,"An <EXTERNAL ENABLE TOTALIZING PORT> is a <PROCESS CONTROL INPUT PORT> for enable totalizing.",null,null,null,null,null,"dm:ClassOfFunctionalObject"]
["PROCESS CONTROL INPUT PORT",null,null,null,null,null,null,null,null,null,null,"EXTERNAL FAULT PORT",null,null,null,null,null,"rdl:RDS318284",null,"An <EXTERNAL FAULT PORT> is a <PROCESS CONTROL INPUT PORT> for external fault.",null,null,null,null,null,"dm:ClassOfFunctionalObject"]
["PROCESS CONTROL INPUT PORT",null,null,null,null,null,null,null,null,null,null,"EXTERNAL SET HIGH PORT",null,null,null,null,null,"rdl:RDS318329",null,"An <EXTERNAL SET HIGH PORT> is a <PROCESS CONTROL INPUT PORT> for external set High input.",null,null,null,null,null,"dm:ClassOfFunctionalObject"]
["PROCESS CONTROL INPUT PORT",null,null,null,null,null,null,null,null,null,null,"EXTERNAL SET LOW PORT",null,null,null,null,null,"rdl:RDS318374",null,"An <EXTERNAL SET LOW PORT> is a <PROCESS CONTROL INPUT PORT> for external set Low input.",null,null,null,null,null,"dm:ClassOfFunctionalObject"]
["PROCESS CONTROL INPUT PORT",null,null,null,null,null,null,null,null,null,null,"EXTERNAL SETPOINT PORT",null,null,null,null,null,"rdl:RDS318419",null,"An <EXTERNAL SETPOINT PORT> is a <PROCESS CONTROL INPUT PORT> for external setpoint.",null,null,null,null,null,"dm:ClassOfFunctionalObject"]
["PROCESS CONTROL INPUT PORT",null,null,null,null,null,null,null,null,null,null,"EXTERNAL TRACK VALUE PORT",null,null,null,null,null,"rdl:RDS318464",null,"An <EXTERNAL TRACK VALUE PORT> is a <PROCESS CONTROL INPUT PORT> for external tracking value.",null,null,null,null,null,"dm:ClassOfFunctionalObject"]
["PROCESS CONTROL INPUT PORT",null,null,null,null,null,null,null,null,null,null,"NORMAL FUNCTION INPUT 1 PORT",null,null,null,null,null,"rdl:RDS319589",null,"A <NORMAL FUNCTION INPUT 1 PORT> is a <PROCESS CONTROL INPUT PORT> for first normal function input.",null,null,null,null,null,"dm:ClassOfFunctionalObject"]
["PROCESS CONTROL INPUT PORT",null,null,null,null,null,null,null,null,null,null,"NORMAL FUNCTION INPUT 2 PORT",null,null,null,null,null,"rdl:RDS319634",null,"A <NORMAL FUNCTION INPUT 2 PORT> is a <PROCESS CONTROL INPUT PORT> for second normal function input.",null,null,null,null,null,"dm:ClassOfFunctionalObject"]
["PROCESS CONTROL INPUT PORT",null,null,null,null,null,null,null,null,null,null,"NORMAL FUNCTION INPUT 3 PORT",null,null,null,null,null,"rdl:RDS319679",null,"A <NORMAL FUNCTION INPUT 3 PORT> is a <PROCESS CONTROL INPUT PORT> for third normal function input.",null,null,null,null,null,"dm:ClassOfFunctionalObject"]
["PROCESS CONTROL INPUT PORT",null,null,null,null,null,null,null,null,null,null,"NORMAL FUNCTION INPUT 4 PORT",null,null,null,null,null,"rdl:RDS319724",null,"A <NORMAL FUNCTION INPUT 4 PORT> is a <PROCESS CONTROL INPUT PORT> for fourth normal function input.",null,null,null,null,null,"dm:ClassOfFunctionalObject"]
["PROCESS CONTROL INPUT PORT",null,null,null,null,null,null,null,null,null,null,"NORMAL FUNCTION INPUT PORT",null,null,null,null,null,"rdl:RDS319769",null,"A <NORMAL FUNCTION INPUT PORT> is a <PROCESS CONTROL INPUT PORT> for normal function input.",null,null,null,null,null,"dm:ClassOfFunctionalObject"]
["PROCESS CONTROL INPUT PORT",null,null,null,null,null,null,null,null,null,null,"POSITION HIGH FEEDBACK PORT",null,null,null,null,null,"rdl:RDS322019",null,"A <POSITION HIGH FEEDBACK PORT> is a <PROCESS CONTROL INPUT PORT> for position high feedback.",null,null,null,null,null,"dm:ClassOfFunctionalObject"]
["PROCESS CONTROL INPUT PORT",null,null,null,null,null,null,null,null,null,null,"POSITION LOW FEEDBACK PORT",null,null,null,null,null,"rdl:RDS322064",null,"A <POSITION LOW FEEDBACK PORT> is a <PROCESS CONTROL INPUT PORT> for position low feedback.",null,null,null,null,null,"dm:ClassOfFunctionalObject"]
["PROCESS CONTROL INPUT PORT",null,null,null,null,null,null,null,null,null,null,"POSITION READ PORT",null,null,null,null,null,"rdl:RDS322109",null,null,null,null,null,null,null,"dm:ClassOfFunctionalObject"]
["PROCESS CONTROL INPUT PORT",null,null,null,null,null,null,null,null,null,null,"PRIORITY 1 SET HIGH PORT",null,null,null,null,null,"rdl:RDS322244",null,"A <PRIORITY 1 SET HIGH PORT> is a <PROCESS CONTROL INPUT PORT> for first priority High input.",null,null,null,null,null,"dm:ClassOfFunctionalObject"]
["PROCESS CONTROL INPUT PORT",null,null,null,null,null,null,null,null,null,null,"PRIORITY 1 SET LOW PORT",null,null,null,null,null,"rdl:RDS322289",null,"A <PRIORITY 1 SET LOW PORT> is a <PROCESS CONTROL INPUT PORT> for first priority Low input.",null,null,null,null,null,"dm:ClassOfFunctionalObject"]
["PROCESS CONTROL INPUT PORT",null,null,null,null,null,null,null,null,null,null,"PRIORITY 2 SET HIGH PORT",null,null,null,null,null,"rdl:RDS322379",null,"A <PRIORITY 2 SET HIGH PORT> is a <PROCESS CONTROL INPUT PORT> for second priority High input.",null,null,null,null,null,"dm:ClassOfFunctionalObject"]
["PROCESS CONTROL INPUT PORT",null,null,null,null,null,null,null,null,null,null,"PRIORITY 2 SET LOW PORT",null,null,null,null,null,"rdl:RDS322424",null,"A <PRIORITY 2 SET LOW PORT> is a <PROCESS CONTROL INPUT PORT> for second priority Low input.",null,null,null,null,null,"dm:ClassOfFunctionalObject"]
["PROCESS CONTROL INPUT PORT",null,null,null,null,null,null,null,null,null,null,"RESET PORT",null,null,null,null,null,"rdl:RDS322604",null,null,null,null,null,null,null,"dm:ClassOfFunctionalObject"]
["PROCESS CONTROL INPUT PORT",null,null,null,null,null,null,null,null,null,null,"RESET TOTALIZING EXTERNAL PORT",null,null,null,null,null,"rdl:RDS322649",null,"A <RESET TOTALIZING EXTERNAL PORT> is a <PROCESS CONTROL INPUT PORT> to reset totalizer.",null,null,null,null,null,"dm:ClassOfFunctionalObject"]
["CONTROLLER PORT",null,null,null,null,null,null,null,null,"CONTROLLER OUTPUT PORT",null,null,null,null,null,"rdl:RDS8928202034",null,null,null,null,null,null,null,"dm:ClassOfFunctionalObject"]
["CONTROLLER OUTPUT PORT",null,null,null,null,null,null,null,null,null,"CONTROLLER CONTROL OUTPUT PORT",null,null,null,null,null,"rdl:RDS898171951",null,"A <CONTROLLER CONTROL OUTPUT PORT> is a <CONTROLLER OUTPUT PORT> providing status about an aspect of a process control function",null,null,null,null,null,"dm:ClassOfFunctionalObject"]
["CONTROLLER CONTROL OUTPUT PORT",null,null,null,null,null,null,null,null,null,null,"ALARM STATE HIGH HIGH PORT",null,null,null,null,null,"rdl:RDS898206131",null,"An <ALARM STATE HIGH HIGH PORT> is a <CONTROLLER CONTROL OUTPUT PORT> providing High High alarm status.",null,null,null,null,null,"dm:ClassOfFunctionalObject"]
["CONTROLLER CONTROL OUTPUT PORT",null,null,null,null,null,null,null,null,null,null,"ALARM STATE LOW LOW PORT",null,null,null,null,null,"rdl:RDS8982061311",null,"An <ALARM STATE LOW LOW PORT> is a <CONTROLLER CONTROL OUTPUT PORT> providing Low Low alarm status.",null,null,null,null,null,"dm:ClassOfFunctionalObject"]
["CONTROLLER CONTROL OUTPUT PORT",null,null,null,null,null,null,null,null,null,null,"BLOCK SUPRESSION PORT",null,null,null,null,null,"rdl:RDS898222121",null,"A <BLOCK SUPRESSION PORT> is a <CONTROLLER CONTROL OUTPUT PORT> providing block supression (all alarms/actions).",null,null,null,null,null,"dm:ClassOfFunctionalObject"]
["CONTROLLER CONTROL OUTPUT PORT",null,null,null,null,null,null,null,null,null,null,"FUNCTION FAILED PORT",null,null,null,null,null,"rdl:RDS325889",null,"A <FUNCTION FAILED PORT> is a <CONTROLLER CONTROL OUTPUT PORT> providing function failed status.",null,null,null,null,null,"dm:ClassOfFunctionalObject"]
["CONTROLLER CONTROL OUTPUT PORT",null,null,null,null,null,null,null,null,null,null,"HIGH HIGH ALARM BLOCKED PORT",null,null,null,null,null,"rdl:RDS319139",null,"A <HIGH HIGH ALARM BLOCKED PORT> is a <CONTROLLER CONTROL OUTPUT PORT> providing the High High alarm blocked status.",null,null,null,null,null,"dm:ClassOfFunctionalObject"]
["CONTROLLER CONTROL OUTPUT PORT",null,null,null,null,null,null,null,null,null,null,"LOGIC CONTROL OUTPUT PORT",null,null,null,null,null,"rdl:RDS323999",null,null,null,null,null,null,null,"dm:ClassOfFunctionalObject"]
["CONTROLLER CONTROL OUTPUT PORT",null,null,null,null,null,null,null,null,null,null,"LOW LOW ALARM BLOCKED PORT",null,null,null,null,null,"rdl:RDS319499",null,"A <LOW LOW ALARM BLOCKED PORT> is a <CONTROLLER CONTROL OUTPUT PORT> providing block alarm Low Low status.",null,null,null,null,null,"dm:ClassOfFunctionalObject"]
["CONTROLLER CONTROL OUTPUT PORT",null,null,null,null,null,null,null,null,null,null,"OS ALARM / FAULT ANNUNCIATION PORT",null,null,null,null,null,"rdl:RDS319859",null,"An <OS ALARM / FAULT ANNUNCIATION PORT> is a <CONTROLLER CONTROL OUTPUT PORT> providing alarm and fault annunciation.",null,null,null,null,null,"dm:ClassOfFunctionalObject"]
["CONTROLLER CONTROL OUTPUT PORT",null,null,null,null,null,null,null,null,null,null,"OS ALARM ANNUNCIATION PORT",null,null,null,null,null,"rdl:RDS319904",null,"An <OS ALARM ANNUNCIATION PORT> is a <CONTROLLER CONTROL OUTPUT PORT> providing alarm annunciation.",null,null,null,null,null,"dm:ClassOfFunctionalObject"]
["CONTROLLER CONTROL OUTPUT PORT",null,null,null,null,null,null,null,null,null,null,"OS ALARMS, WARNINGS AND FAULTS PORT",null,null,null,null,null,"rdl:RDS319949",null,"An <OS ALARMS, WARNINGS AND FAULTS PORT> is a <CONTROLLER CONTROL OUTPUT PORT> providing alarm, warning and fault annunciation.",null,null,null,null,null,"dm:ClassOfFunctionalObject"]
["CONTROLLER CONTROL OUTPUT PORT",null,null,null,null,null,null,null,null,null,null,"OS AUTO / MANUAL / OUTSIDE PORT",null,null,null,null,null,"rdl:RDS319994",null,"An <OS AUTO / MANUAL / OUTSIDE PORT> is a <CONTROLLER CONTROL OUTPUT PORT> providing remote auto manual outside status.",null,null,null,null,null,"dm:ClassOfFunctionalObject"]
["CONTROLLER CONTROL OUTPUT PORT",null,null,null,null,null,null,null,null,null,null,"OS AUTO / MANUAL PORT",null,null,null,null,null,"rdl:RDS320039",null,"An <OS AUTO / MANUAL PORT> is a <CONTROLLER CONTROL OUTPUT PORT> providing remote auto manual status.",null,null,null,null,null,"dm:ClassOfFunctionalObject"]
["CONTROLLER CONTROL OUTPUT PORT",null,null,null,null,null,null,null,null,null,null,"OS BLOCKED STATES PORT",null,null,null,null,null,"rdl:RDS320354",null,"An <OS BLOCKED STATES PORT> is a <CONTROLLER CONTROL OUTPUT PORT> providing blocked state status.",null,null,null,null,null,"dm:ClassOfFunctionalObject"]
["CONTROLLER CONTROL OUTPUT PORT",null,null,null,null,null,null,null,null,null,null,"OS COINCIDENCE STATE PORT",null,null,null,null,null,"rdl:RDS320489",null,"An <OS COINCIDENCE STATE PORT> is a <CONTROLLER CONTROL OUTPUT PORT> providing coincidence state.",null,null,null,null,null,"dm:ClassOfFunctionalObject"]
["CONTROLLER CONTROL OUTPUT PORT",null,null,null,null,null,null,null,null,null,null,"OS FAULT ANNUNCIATION PORT",null,null,null,null,null,"rdl:RDS320534",null,"An <OS FAULT ANNUNCIATION PORT> is a <CONTROLLER CONTROL OUTPUT PORT> providing fault annunciation.",null,null,null,null,null,"dm:ClassOfFunctionalObject"]
["CONTROLLER CONTROL OUTPUT PORT",null,null,null,null,null,null,null,null,null,null,"OS INTERNAL / EXTERNAL PORT",null,null,null,null,null,"rdl:RDS320579",null,"An <OS INTERNAL / EXTERNAL PORT> is a <CONTROLLER CONTROL OUTPUT PORT> providing internal external status.",null,null,null,null,null,"dm:ClassOfFunctionalObject"]
["CONTROLLER CONTROL OUTPUT PORT",null,null,null,null,null,null,null,null,null,null,"OS MOLECULAR WEIGHT INDICATION PORT",null,null,null,null,null,"rdl:RDS320624",null,"An <OS MOLECULAR WEIGHT INDICATION PORT> is a <CONTROLLER CONTROL OUTPUT PORT> providing indication of molecular weight.",null,null,null,null,null,"dm:ClassOfFunctionalObject"]
["CONTROLLER CONTROL OUTPUT PORT",null,null,null,null,null,null,null,null,null,null,"OS ON/OFF PORT",null,null,null,null,null,"rdl:RDS320714",null,"An <OS ON/OFF PORT> is a <CONTROLLER CONTROL OUTPUT PORT> providing on off status.",null,null,null,null,null,"dm:ClassOfFunctionalObject"]
["CONTROLLER CONTROL OUTPUT PORT",null,null,null,null,null,null,null,null,null,null,"OS STATUS BLOCKED PORT",null,null,null,null,null,"rdl:RDS321389",null,"An <OS STATUS BLOCKED PORT> is a <CONTROLLER CONTROL OUTPUT PORT> providing blocked status.",null,null,null,null,null,"dm:ClassOfFunctionalObject"]
["CONTROLLER CONTROL OUTPUT PORT",null,null,null,null,null,null,null,null,null,null,"OS STATUS DISABLED PORT",null,null,null,null,null,"rdl:RDS321434",null,"An <OS STATUS DISABLED PORT> is a <CONTROLLER CONTROL OUTPUT PORT> providing disabled status.",null,null,null,null,null,"dm:ClassOfFunctionalObject"]
["CONTROLLER CONTROL OUTPUT PORT",null,null,null,null,null,null,null,null,null,null,"OS STATUS LOW-CLOSED PORT",null,null,null,null,null,"rdl:RDS321479",null,"An <OS STATUS LOW-CLOSED PORT> is a <CONTROLLER CONTROL OUTPUT PORT> providing low/closed status.",null,null,null,null,null,"dm:ClassOfFunctionalObject"]
["CONTROLLER CONTROL OUTPUT PORT",null,null,null,null,null,null,null,null,null,null,"OS STATUS MOVING PORT",null,null,null,null,null,"rdl:RDS321524",null,"An <OS STATUS MOVING PORT> is a <CONTROLLER CONTROL OUTPUT PORT> providing moving status.",null,null,null,null,null,"dm:ClassOfFunctionalObject"]
["CONTROLLER CONTROL OUTPUT PORT",null,null,null,null,null,null,null,null,null,null,"OS STATUS ON/OFF PORT",null,null,null,null,null,"rdl:RDS321569",null,"An <OS STATUS ON/OFF PORT> is a <CONTROLLER CONTROL OUTPUT PORT> providing on/off status.",null,null,null,null,null,"dm:ClassOfFunctionalObject"]
["CONTROLLER CONTROL OUTPUT PORT",null,null,null,null,null,null,null,null,null,null,"OS STATUS SAFEGUARD PORT",null,null,null,null,null,"rdl:RDS321614",null,"An <OS STATUS SAFEGUARD PORT> is a <CONTROLLER CONTROL OUTPUT PORT> providing safeguard status.",null,null,null,null,null,"dm:ClassOfFunctionalObject"]
["CONTROLLER CONTROL OUTPUT PORT",null,null,null,null,null,null,null,null,null,null,"OS STATUS SUPPRESSED PORT",null,null,null,null,null,"rdl:RDS321659",null,"An <OS STATUS SUPPRESSED PORT> is a <CONTROLLER CONTROL OUTPUT PORT> providing suppression status.",null,null,null,null,null,"dm:ClassOfFunctionalObject"]
["CONTROLLER CONTROL OUTPUT PORT",null,null,null,null,null,null,null,null,null,null,"OS STATUS TRACK MODE PORT",null,null,null,null,null,"rdl:RDS321704",null,"An <OS STATUS TRACK MODE PORT> is a <CONTROLLER CONTROL OUTPUT PORT> providing tracking status.",null,null,null,null,null,"dm:ClassOfFunctionalObject"]
["CONTROLLER CONTROL OUTPUT PORT",null,null,null,null,null,null,null,null,null,null,"OS SUPPRESSED STATES PORT",null,null,null,null,null,"rdl:RDS321749",null,"An <OS SUPPRESSED STATES PORT> is a <CONTROLLER CONTROL OUTPUT PORT> providing suppression states.",null,null,null,null,null,"dm:ClassOfFunctionalObject"]
["CONTROLLER CONTROL OUTPUT PORT",null,null,null,null,null,null,null,null,null,null,"PRIORITY 1 FAULTY PORT",null,null,null,null,null,"rdl:RDS322199",null,"A <PRIORITY 1 FAULTY PORT> is a <CONTROLLER CONTROL OUTPUT PORT> providing priority 1 fault status.",null,null,null,null,null,"dm:ClassOfFunctionalObject"]
["CONTROLLER CONTROL OUTPUT PORT",null,null,null,null,null,null,null,null,null,null,"PRIORITY 2 FAULTY PORT",null,null,null,null,null,"rdl:RDS322334",null,"A <PRIORITY 2 FAULTY PORT> is a <CONTROLLER CONTROL OUTPUT PORT> providing priority 2 fault status.",null,null,null,null,null,"dm:ClassOfFunctionalObject"]
["CONTROLLER CONTROL OUTPUT PORT",null,null,null,null,null,null,null,null,null,null,"STATUS ALARM HIGH HIGH PORT",null,null,null,null,null,"rdl:RDS322829",null,"A <STATUS ALARM HIGH HIGH PORT> is a <CONTROLLER CONTROL OUTPUT PORT> providing status alarm High High.",null,null,null,null,null,"dm:ClassOfFunctionalObject"]
["CONTROLLER CONTROL OUTPUT PORT",null,null,null,null,null,null,null,null,null,null,"STATUS ALARM LOW LOW PORT",null,null,null,null,null,"rdl:RDS322874",null,"A <STATUS ALARM LOW LOW PORT> is a <CONTROLLER CONTROL OUTPUT PORT> providing status alarm Low Low.",null,null,null,null,null,"dm:ClassOfFunctionalObject"]
["CONTROLLER CONTROL OUTPUT PORT",null,null,null,null,null,null,null,null,null,null,"STATUS AUTO/MANUAL PORT",null,null,null,null,null,"rdl:RDS322919",null,"A <STATUS AUTO/MANUAL PORT> is a <CONTROLLER CONTROL OUTPUT PORT> providing status auto manual.",null,null,null,null,null,"dm:ClassOfFunctionalObject"]
["CONTROLLER CONTROL OUTPUT PORT",null,null,null,null,null,null,null,null,null,null,"STATUS BLOCKED PORT",null,null,null,null,null,"rdl:RDS322964",null,"A <STATUS BLOCKED PORT> is a <CONTROLLER CONTROL OUTPUT PORT> providing status blocked.",null,null,null,null,null,"dm:ClassOfFunctionalObject"]
["CONTROLLER CONTROL OUTPUT PORT",null,null,null,null,null,null,null,null,null,null,"STATUS EXTERNAL/INTERNAL PORT",null,null,null,null,null,"rdl:RDS323009",null,"A <STATUS EXTERNAL/INTERNAL PORT> is a <CONTROLLER CONTROL OUTPUT PORT> providing status external internal.",null,null,null,null,null,"dm:ClassOfFunctionalObject"]
["CONTROLLER CONTROL OUTPUT PORT",null,null,null,null,null,null,null,null,null,null,"STATUS FUNCTION INPUT PORT",null,null,null,null,null,"rdl:RDS323054",null,"A <STATUS FUNCTION INPUT PORT> is a <CONTROLLER CONTROL OUTPUT PORT> providing function input.",null,null,null,null,null,"dm:ClassOfFunctionalObject"]
["CONTROLLER CONTROL OUTPUT PORT",null,null,null,null,null,null,null,null,null,null,"STATUS HIGH HIGH PORT",null,null,null,null,null,"rdl:RDS323099",null,"A <STATUS HIGH HIGH PORT> is a <CONTROLLER CONTROL OUTPUT PORT> providing status High High.",null,null,null,null,null,"dm:ClassOfFunctionalObject"]
["CONTROLLER CONTROL OUTPUT PORT",null,null,null,null,null,null,null,null,null,null,"STATUS HIGH PORT",null,null,null,null,null,"rdl:RDS323144",null,"A <STATUS HIGH PORT> is a <CONTROLLER CONTROL OUTPUT PORT> providing status High.",null,null,null,null,null,"dm:ClassOfFunctionalObject"]
["CONTROLLER CONTROL OUTPUT PORT",null,null,null,null,null,null,null,null,null,null,"STATUS LOW LOW PORT",null,null,null,null,null,"rdl:RDS323189",null,"A <STATUS LOW LOW PORT> is a <CONTROLLER CONTROL OUTPUT PORT> providing status Low Low.",null,null,null,null,null,"dm:ClassOfFunctionalObject"]
["CONTROLLER CONTROL OUTPUT PORT",null,null,null,null,null,null,null,null,null,null,"STATUS LOW PORT",null,null,null,null,null,"rdl:RDS323234",null,"A <STATUS LOW PORT> is a <CONTROLLER CONTROL OUTPUT PORT> providing status Low.",null,null,null,null,null,"dm:ClassOfFunctionalObject"]
["CONTROLLER CONTROL OUTPUT PORT",null,null,null,null,null,null,null,null,null,null,"STATUS OUTSIDE PORT",null,null,null,null,null,"rdl:RDS323279",null,"A <STATUS OUTSIDE PORT> is a <CONTROLLER CONTROL OUTPUT PORT> providing status outside operation.",null,null,null,null,null,"dm:ClassOfFunctionalObject"]
["CONTROLLER CONTROL OUTPUT PORT",null,null,null,null,null,null,null,null,null,null,"STATUS PRIORITY 1 PORT",null,null,null,null,null,"rdl:RDS323324",null,"A <STATUS PRIORITY 1 PORT> is a <CONTROLLER CONTROL OUTPUT PORT> providing status priority 1.",null,null,null,null,null,"dm:ClassOfFunctionalObject"]
["CONTROLLER CONTROL OUTPUT PORT",null,null,null,null,null,null,null,null,null,null,"STATUS PRIORITY 2 PORT",null,null,null,null,null,"rdl:RDS323369",null,"A <STATUS PRIORITY 2 PORT> is a <CONTROLLER CONTROL OUTPUT PORT> providing status priority 2.",null,null,null,null,null,"dm:ClassOfFunctionalObject"]
["CONTROLLER CONTROL OUTPUT PORT",null,null,null,null,null,null,null,null,null,null,"STATUS SAFEGUARD PORT",null,null,null,null,null,"rdl:RDS323414",null,"A <STATUS SAFEGUARD PORT> is a <CONTROLLER CONTROL OUTPUT PORT> providing status safeguard.",null,null,null,null,null,"dm:ClassOfFunctionalObject"]
["CONTROLLER CONTROL OUTPUT PORT",null,null,null,null,null,null,null,null,null,null,"STATUS SUPPRESSED PORT",null,null,null,null,null,"rdl:RDS323459",null,"A <STATUS SUPPRESSED PORT> is a <CONTROLLER CONTROL OUTPUT PORT> providing status suppressed.",null,null,null,null,null,"dm:ClassOfFunctionalObject"]
["CONTROLLER CONTROL OUTPUT PORT",null,null,null,null,null,null,null,null,null,null,"STATUS TRACKING PORT",null,null,null,null,null,"rdl:RDS323504",null,"A <STATUS TRACKING PORT> is a <CONTROLLER CONTROL OUTPUT PORT> providing status tracking.",null,null,null,null,null,"dm:ClassOfFunctionalObject"]
["CONTROLLER CONTROL OUTPUT PORT",null,null,null,null,null,null,null,null,null,null,"WARNING ALARM HIGH PORT",null,null,null,null,null,"rdl:RDS898161994",null,"A <WARNING ALARM HIGH PORT> is a <CONTROLLER CONTROL OUTPUT PORT> providing warning alarm high.",null,null,null,null,null,"dm:ClassOfFunctionalObject"]
["CONTROLLER CONTROL OUTPUT PORT",null,null,null,null,null,null,null,null,null,null,"WARNING ALARM LOW PORT",null,null,null,null,null,"rdl:RDS8981619831",null,"A <WARNING ALARM LOW PORT> is a <CONTROLLER CONTROL OUTPUT PORT> providing warning alarm low.",null,null,null,null,null,"dm:ClassOfFunctionalObject"]
["CONTROLLER CONTROL OUTPUT PORT",null,null,null,null,null,null,null,null,null,null,"WARNING DEVIATION PORT",null,null,null,null,null,"rdl:RDS8981619821",null,"A <WARNING DEVIATION PORT> is a <CONTROLLER CONTROL OUTPUT PORT> providing warning deviation.",null,null,null,null,null,"dm:ClassOfFunctionalObject"]
["CONTROLLER CONTROL OUTPUT PORT",null,null,null,null,null,null,null,null,null,null,"WARNING STATE HIGH PORT",null,null,null,null,null,"rdl:RDS8981619811",null,"A <WARNING STATE HIGH PORT> is a <CONTROLLER CONTROL OUTPUT PORT> providing warning state High.",null,null,null,null,null,"dm:ClassOfFunctionalObject"]
["CONTROLLER CONTROL OUTPUT PORT",null,null,null,null,null,null,null,null,null,null,"WARNING STATE LOW PORT",null,null,null,null,null,"rdl:RDS898161981",null,"A <WARNING STATE LOW PORT> is a <CONTROLLER CONTROL OUTPUT PORT> providing warning state Low.",null,null,null,null,null,"dm:ClassOfFunctionalObject"]
["CONTROLLER OUTPUT PORT",null,null,null,null,null,null,null,null,null,"PROCESS CONTROL OUTPUT PORT",null,null,null,null,null,"rdl:RDS323909",null,"A <PROCESS CONTROL OUTPUT PORT> is a <CONTROLLER OUTPUT PORT> providing status about an aspect of a process control function.",null,null,null,null,null,"dm:ClassOfFunctionalObject"]
["PROCESS CONTROL OUTPUT PORT",null,null,null,null,null,null,null,null,null,null,"MEASURED VALUE PORT",null,null,null,null,null,"rdl:RDS319544",null,"A <MEASURED VALUE PORT> is a <PROCESS CONTROL OUTPUT PORT> providing the measured value.",null,null,null,null,null,"dm:ClassOfFunctionalObject"]
["PROCESS CONTROL OUTPUT PORT",null,null,null,null,null,null,null,null,null,null,"NORMAL FUNCTION OUTPUT PORT",null,null,null,null,null,"rdl:RDS319814",null,"A <NORMAL FUNCTION OUTPUT PORT> is a <PROCESS CONTROL OUTPUT PORT> providing normal function output.",null,null,null,null,null,"dm:ClassOfFunctionalObject"]
["PROCESS CONTROL OUTPUT PORT",null,null,null,null,null,null,null,null,null,null,"OUTPUT FUNCTION FAILED PORT",null,null,null,null,null,"rdl:RDS321884",null,"An <OUTPUT FUNCTION FAILED PORT> is a <PROCESS CONTROL OUTPUT PORT> providing the function failed status.",null,null,null,null,null,"dm:ClassOfFunctionalObject"]
["PROCESS CONTROL OUTPUT PORT",null,null,null,null,null,null,null,null,null,null,"POSITION CONFIRMED HIGH PORT",null,null,null,null,null,"rdl:RDS321929",null,"A <POSITION CONFIRMED HIGH PORT> is a <PROCESS CONTROL OUTPUT PORT> providing confirmed high status.",null,null,null,null,null,"dm:ClassOfFunctionalObject"]
["PROCESS CONTROL OUTPUT PORT",null,null,null,null,null,null,null,null,null,null,"POSITION CONFIRMED LOW PORT",null,null,null,null,null,"rdl:RDS321974",null,"A <POSITION CONFIRMED LOW PORT> is a <PROCESS CONTROL OUTPUT PORT> providing confirmed low status.",null,null,null,null,null,"dm:ClassOfFunctionalObject"]
["PROCESS CONTROL OUTPUT PORT",null,null,null,null,null,null,null,null,null,null,"POSITION STATUS PORT",null,null,null,null,null,"rdl:RDS322154",null,"A <POSITION STATUS PORT> is a <PROCESS CONTROL OUTPUT PORT> providing position status.",null,null,null,null,null,"dm:ClassOfFunctionalObject"]
["PROCESS CONTROL OUTPUT PORT",null,null,null,null,null,null,null,null,null,null,"PULSE NORMAL FUNCTION OUTPUT HIGH PORT",null,null,null,null,null,"rdl:RDS322469",null,"A <PULSE NORMAL FUNCTION OUTPUT HIGH PORT> is a <PROCESS CONTROL OUTPUT PORT> providing pulsed normal function output High.",null,null,null,null,null,"dm:ClassOfFunctionalObject"]
["PROCESS CONTROL OUTPUT PORT",null,null,null,null,null,null,null,null,null,null,"PULSE NORMAL FUNCTION OUTPUT LOW PORT",null,null,null,null,null,"rdl:RDS322514",null,"A <PULSE NORMAL FUNCTION OUTPUT LOW PORT> is a <PROCESS CONTROL OUTPUT PORT> providing pulsed normal function output Low.",null,null,null,null,null,"dm:ClassOfFunctionalObject"]
["PROCESS CONTROL OUTPUT PORT",null,null,null,null,null,null,null,null,null,null,"REFERENCE SET POINT PORT",null,null,null,null,null,"rdl:RDS322559",null,"A <REFERENCE SET POINT PORT> is a <PROCESS CONTROL OUTPUT PORT> providing reference setpoint.",null,null,null,null,null,"dm:ClassOfFunctionalObject"]
["PORT",null,null,null,null,null,"ELECTRONIC PORT",null,null,null,null,null,"rdl:RDS271124",null,null,null,null,null,null,null,"dm:ClassOfFunctionalObject"]
["PORT",null,null,null,null,null,"FLUID PORT",null,null,null,null,null,"rdl:RDS2195064321",null,"A <FLUID PORT> is a <PORT> that allows for the entry or exit of substances that behave as fluids, i.e. gases, liquids and fluidized solids",null,null,null,null,null,"dm:ClassOfFunctionalObject"]
["FLUID PORT",null,null,null,null,null,null,"COOLING PORT",null,null,null,null,null,"rdl:RDS2195908431",null,"A <COOLING PORT> is a <FLUID PORT> that allows entry or exit of a cooling medium",null,null,null,null,null,"dm:ClassOfFunctionalObject"]
["FLUID PORT",null,null,null,null,null,null,"FLUID INLET PORT",null,null,null,null,null,"rdl:RDS21950643225",null,"A <FLUID INLET PORT> is a <FLUID PORT> with an <INLET> Role through which fluid enters a container",null,null,null,null,null,"dm:ClassOfFunctionalObject"]
["FLUID INLET PORT","GAS PORT",null,null,null,null,null,null,"GAS INLET PORT",null,null,null,null,null,"rdl:RDS2195102091",null,"A <GAS INLET PORT> is a <FLUID INLET PORT> and a <GAS PORT> that allows for entry of a <GASEOUS COMPOUND>",null,null,null,null,null,"dm:ClassOfFunctionalObject"]
["GAS INLET PORT",null,null,null,null,null,null,null,null,"PURGE PORT",null,null,null,null,null,"rdl:RDS283184",null,"A <PURGE PORT> is a <GAS INLET PORT> that is intended to provide connection for the purging gas facility to a device",null,null,null,null,null,"dm:ClassOfFunctionalObject"]
["FLUID INLET PORT","LIQUID PORT",null,null,null,null,null,null,"LIQUID INLET PORT",null,null,null,null,null,"rdl:RDS2195131601",null,"A <LIQUID INLET PORT> is a <FLUID INLET PORT> and a <LIQUID PORT> that allows for entry of a <LIQUID COMPOUND>",null,null,null,null,null,"dm:ClassOfFunctionalObject"]
["FLUID INLET PORT",null,null,null,null,null,null,null,"VALVE INLET PORT",null,null,null,null,null,"rdl:RDS2195165041",null,"A <VALVE INLET PORT> is a <FLUID INLET PORT> that is giving access to a <VALVE BODY>",null,null,null,null,null,"dm:ClassOfFunctionalObject"]
["FLUID PORT",null,null,null,null,null,null,"FLUID INLET-OUTLET PORT",null,null,null,null,null,"rdl:RDS21950643214",null,"A <FLUID INLET-OUTLET PORT> is a <FLUID PORT> with an <INLET> and an <OUTLET> Role that allows for both entry and exit of a fluid from a fluid container, or for which it has not been defined",null,null,null,null,null,"dm:ClassOfFunctionalObject"]
["FLUID PORT",null,null,null,null,null,null,"FLUID OUTLET PORT",null,null,null,null,null,"rdl:RDS21950643238",null,"A <FLUID OUTLET PORT> is a <FLUID PORT> with an <OUTLET> Role that allows for exit of a fluid from a fluid container",null,null,null,null,null,"dm:ClassOfFunctionalObject"]
["FLUID OUTLET PORT","GAS PORT",null,null,null,null,null,null,"GAS OUTLET PORT",null,null,null,null,null,"rdl:RDS2195233630",null,"A <GAS OUTLET PORT> is a <FLUID OUTLET PORT> and a <GAS PORT> that allows gas to exit a container",null,null,null,null,null,"dm:ClassOfFunctionalObject"]
["FLUID OUTLET PORT","LIQUID PORT",null,null,null,null,null,null,"LIQUID OUTLET PORT",null,null,null,null,null,"rdl:RDS2195143051",null,"A <LIQUID OUTLET PORT> is a <FLUID OUTLET PORT> and a <LIQUID PORT> that allows for exit of a <LIQUID COMPOUND>",null,null,null,null,null,"dm:ClassOfFunctionalObject"]
["LIQUID OUTLET PORT",null,null,null,null,null,null,null,null,"DRAIN PORT",null,null,null,null,null,"rdl:RDS1330900681",null,"A <DRAIN PORT> is a <LIQUID OUTLET PORT> that allows liquid to drain from a container under gravity",null,null,null,null,null,"dm:ClassOfFunctionalObject"]
["FLUID PORT",null,null,null,null,null,null,"FLUSHING PORT",null,null,null,null,null,"rdl:RDS2195906341",null,"A <FLUSHING PORT> is a <FLUID PORT> that allows for an entry or exit of a flushing medium",null,null,null,null,null,"dm:ClassOfFunctionalObject"]
["FLUID PORT",null,null,null,null,null,null,"GAS PORT",null,null,null,null,null,"rdl:RDS2195098341",null,"A <GAS PORT> is a <FLUID PORT> that allows for the entry or exit of a <GAS>",null,null,null,null,null,"dm:ClassOfFunctionalObject"]
["GAS PORT",null,null,null,null,null,null,null,"VENTILATION PORT",null,null,null,null,null,"rdl:RDS2195738221",null,"A <VENTILATION PORT> is a <GAS PORT> that is intended to be connected to a vent",null,null,null,null,null,"dm:ClassOfFunctionalObject"]
["HOLE","VENTILATION PORT",null,null,null,null,null,null,null,"ORIFICE VENTILATION PORT",null,null,null,null,null,"rdl:RDS2195751631",null,"An <ORIFICE VENTILATION PORT> is a <HOLE> and a <VENTILATION PORT> in an <ORIFICE PLATE> for ventilation purposes",null,null,null,null,null,"dm:ClassOfFunctionalObject"]
["FLUID PORT",null,null,null,null,null,null,"LIQUID PORT",null,null,null,null,null,"rdl:RDS2195134181",null,"A <LIQUID PORT> is a <FLUID PORT> intended for liquid",null,null,null,null,null,"dm:ClassOfFunctionalObject"]
["FLUID PORT",null,null,null,null,null,null,"PRESSURE MEASURING PORT",null,null,null,null,null,"rdl:RDS2195895131",null,"A <PRESSURE MEASURING PORT> is a <FLUID PORT> intended for connecting a pressure measuring device",null,null,null,null,null,"dm:ClassOfFunctionalObject"]
["PORT",null,null,null,null,null,"SIGNAL PORT",null,null,null,null,null,"rdl:RDS2229076",null,"A <SIGNAL PORT> is a <PORT> that allows for the entrance or exit of a <SIGNAL>",null,null,null,null,null,"dm:ClassOfFunctionalObject"]
["SIGNAL PORT",null,null,null,null,null,null,"SIGNAL INPUT PORT",null,null,null,null,null,"rdl:RDS2229077",null,"A <SIGNAL INPUT PORT> is a <SIGNAL PORT> that allows for the entrance of a <SIGNAL>",null,null,null,null,null,"dm:ClassOfFunctionalObject"]
["SIGNAL PORT",null,null,null,null,null,null,"SIGNAL OUTPUT PORT",null,null,null,null,null,"rdl:RDS2229078",null,"A <SIGNAL OUTPUT PORT> is a <SIGNAL PORT> that allows for the exit of a <SIGNAL>",null,null,null,null,null,"dm:ClassOfFunctionalObject"]
["FunctionalObject",null,null,null,null,"POSITION DETECTOR",null,null,null,null,null,"rdl:RDS1009034",null,"A <POSITION DETECTOR> is a <DETECTOR> using a <POSITION MEASURING ELEMENT> for the detection of a particular physical <POSITION>",null,null,null,null,null,"dm:ClassOfFunctionalObject"]
["FunctionalObject",null,null,null,null,"PRESIDER",null,null,null,null,null,"rdl:RDS2223577",null,"A <PRESIDER> is a <FunctionalObject> that is capable of <PRESIDING> some form of <OGANIZATION>",null,null,null,null,null,"dm:ClassOfFunctionalObject"]
["FunctionalObject",null,null,null,null,"PRESS",null,null,null,null,null,"rdl:RDS406993821",null,"A <PRESS> is a <FunctionalObject> that is capable of <PRESSING>",null,null,null,null,null,"dm:ClassOfFunctionalObject"]
["FunctionalObject",null,null,null,null,"PRINTER",null,null,null,null,null,"rdl:RDS2229072",null,"A <PRINTER> is a <FunctionalObject> that is capable of <PRINTING> something",null,null,null,null,null,"dm:ClassOfFunctionalObject"]
["FunctionalObject",null,null,null,null,"PROCEDURE",null,null,null,null,null,"rdl:RDS7949582",null,"A <PROCEDURE> is a <FunctionalObject> that defines an orderly, logical, and systematic set of instructions to be followed in solving a problem or accomplishing a task",null,null,null,null,null,"dm:ClassOfFunctionalObject"]
["FunctionalObject",null,null,null,null,"PROCESS COLUMN",null,null,null,null,null,"rdl:RDS4316825224",null,"A <PROCESS COLUMN> is a <FunctionalObject> intended to enable chemical reactions or physical processes utilising differences in density of fluids and/or forced flow of fluid",null,null,null,null,null,"dm:ClassOfFunctionalObject"]
["PROCESS COLUMN",null,null,null,null,null,"CONTACTOR TOWER",null,null,null,null,null,"rdl:RDS432899",null,"A <CONTACTOR TOWER> is a <PROCESS COLUMN> with internal packing intended to effect the main stream by introducing counter flow of a regenerative liquid or gas. Dehydration of gas by use of glycol is a typical application",null,null,null,null,null,"dm:ClassOfFunctionalObject"]
["PROCESS COLUMN","VACUUM VESSEL",null,null,null,null,"DEAERATOR TOWER",null,null,null,null,null,"rdl:RDS619289",null,"A <DEAERATOR TOWER> is a <PROCESS COLUMN> and a <VACUUM VESSEL> that is a column for release of dissolved gases like oxygen and carbondioxide from water",null,null,null,null,null,"dm:ClassOfFunctionalObject"]
["FunctionalObject",null,null,null,null,"PROCESS PACKING",null,null,null,null,null,"rdl:RDS4316825294",null,"A <PROCESS PACKING> is a <FunctionalObject> that provides a large contact surface to improve mass transfer between two phases",null,null,null,null,null,"dm:ClassOfFunctionalObject"]
["FunctionalObject",null,null,null,null,"PROPULSOR",null,null,null,null,null,"rdl:RDS13068770",null,"A <PROPULSING DEVICE> is a <FunctionalObject that is capable of <PROPULSING> something",null,null,null,null,null,"dm:ClassOfFunctionalObject"]
["FunctionalObject",null,null,null,null,"PROTECTOR",null,null,null,null,null,"rdl:RDS13048100",null,"A <PROTECTOR> is a <FunctionalObject> that is capable of <PROTECTING>",null,null,null,null,null,"dm:ClassOfFunctionalObject"]
["PROTECTOR",null,null,null,null,null,"ARMOUR",null,null,null,null,null,"rdl:RDS2220061",null,"An <ARMOUR> is a <PROTECTOR> that has a capability of <PROTECTING> against physical damage",null,null,null,null,null,"dm:ClassOfFunctionalObject"]
["PROTECTOR",null,null,null,null,null,"COVER",null,null,null,null,null,"rdl:RDS11279381",null,"A <COVER> is an <PROTECTOR> that is capable of <COVERING>",null,null,null,null,null,"dm:ClassOfFunctionalObject"]
["ARTEFACT","COVER",null,null,null,null,null,"BLANKET",null,null,null,null,null,"rdl:RDS1298332371",null,"A <BLANKET> is an <ARTEFACT> and a <COVER> and is a large oblong sheet of soft cloth",null,null,null,null,null,"dm:ClassOfFunctionalObject"]
["PROTECTOR","SYSTEM",null,null,null,null,"EQUIPMENT SHUTDOWN SYSTEM",null,null,null,null,null,"rdl:RDS2220060",null,"An <EQUIPMENT SHUTDOWN SYSTEM> is a <SYSTEM> and a <PROTECTOR> of an equipment item",null,null,null,null,null,"dm:ClassOfFunctionalObject"]
["PROTECTOR",null,null,null,null,null,"HUMAN PROTECTOR",null,null,null,null,null,"rdl:RDS2222110",null,"A <HUMAN PROTECTOR> is a <PROTECTOR> that is capable of <HUMAN PROTECTING>",null,null,null,null,null,"dm:ClassOfFunctionalObject"]
["PROTECTOR",null,null,null,null,null,"OVERPRESSURE PROTECTOR",null,null,null,null,null,"rdl:RDS1470867921",null,"An <OVERPRESSURE PROTECTOR> is a <PROTECTOR> that is capable of <PROTECTING> against <OVERPRESSURE>",null,null,null,null,null,"dm:ClassOfFunctionalObject"]
["PROTECTOR","SYSTEM",null,null,null,null,"PROCESS SHUTDOWN SYSTEM",null,null,null,null,null,"rdl:RDS268514",null,"A <PROCESS SHUTDOWN SYSTEM> is a <SYSTEM> and a <PROTECTOR> for manipulation of variables influencing the behavior of a process in order to obtain equipment protection",null,null,null,null,null,"dm:ClassOfFunctionalObject"]
["FunctionalObject",null,null,null,null,"PUMP",null,null,null,null,null,"rdl:RDS327239",null,"A <PUMP> is a <FunctionalObject> that is a driven piece of equipment in which energy is either constantly or periodically added to an amount of pumped liquid in order to increase the pressure required for the process in which the pump is in operation",null,null,null,null,null,"dm:ClassOfFunctionalObject"]
["FunctionalObject",null,null,null,null,"QUAY",null,null,null,null,null,"rdl:RDS11526334",null,"A <QUAY> is a <FunctionalObject> that is a structure built parallel to the bank of a waterway for use as a landing place",null,null,null,null,null,"dm:ClassOfFunctionalObject"]
["FunctionalObject",null,null,null,null,"REACTOR",null,null,null,null,null,"rdl:RDS437984",null,"A <REACTOR> is a <FunctionalObject> that enables <REACTING> of chemical substances or of nuclear material",null,null,null,null,null,"dm:ClassOfFunctionalObject"]
["REACTOR",null,null,null,null,null,"CHEMICAL REACTOR",null,null,null,null,null,"rdl:RDS2229055",null,"A <CHEMICAL REACTOR> is a <FunctionalObject> that is capable of enabling <CHEMICAL REACTING>",null,null,null,null,null,"dm:ClassOfFunctionalObject"]
["REACTOR",null,null,null,null,null,"NUCLEAR REACTOR",null,null,null,null,null,"rdl:RDS2229213",null,"A <NUCLEAR REACTOR> is a <FunctionalObject> that is capable of enabling <NUCLEAR REACTING>",null,null,null,null,null,"dm:ClassOfFunctionalObject"]
["FunctionalObject",null,null,null,null,"RECEIVER",null,null,null,null,null,"rdl:RDS222801",null,"A <RECEIVER> is a <FunctionalObject> that is capable of <RECEIVING> something",null,null,null,null,null,"dm:ClassOfFunctionalObject"]
["RECEIVER",null,null,null,null,null,"PIG RECEIVER",null,null,null,null,null,"rdl:RDS414854",null,"A <PIG RECEIVER> is a <RECEIVER> that is capable of <RECEIVING> a <PIPE PIG> from a pipeline",null,null,null,null,null,"dm:ClassOfFunctionalObject"]
["RECEIVER",null,null,null,null,null,"SIGNAL RECEIVER",null,null,null,null,null,"rdl:RDS5777698",null,"A <SIGNAL RECEIVER> is a <RECEIVER> that is capable of receiving a signal, other than a standard instrumentation signal, and where the signal can be stored, recorded or converted into a useful form",null,null,null,null,null,"dm:ClassOfFunctionalObject"]
["FunctionalObject",null,null,null,null,"RECLAIMER",null,null,null,null,null,"rdl:RDS43168515276",null,"A <RECLAIMER> is a <FunctionalObject> that is capable of <RECLAIMING>",null,null,null,null,null,"dm:ClassOfFunctionalObject"]
["FunctionalObject",null,null,null,null,"RECORDER(function)",null,null,null,null,null,"rdl:RDS2223579",null,"A <RECORDER(function)> is a <FunctionalObject> that is capable of <RECORDING>",null,null,null,null,null,"dm:ClassOfFunctionalObject"]
["FunctionalObject",null,null,null,null,"REDUCER",null,null,null,null,null,"rdl:RDS2222116",null,"A <REDUCER> is a <FunctionalObject> that is capable of <REDUCING>",null,null,null,null,null,"dm:ClassOfFunctionalObject"]
["FunctionalObject",null,null,null,null,"REFERENCE INFORMATION OBJECT",null,null,null,null,null,"rdl:RDS2221666",null,"A <REFERENCE INFORMATION OBJECT> is a <FunctionalObject> that is used of a source of information in order to ascertain something",null,null,null,null,null,"dm:ClassOfFunctionalObject"]
["FunctionalObject",null,null,null,null,"REGISTRAR",null,null,null,null,null,"rdl:RDS2220905",null,"A <REGISTRAR> is a <FunctionalObject> that has the capability of having the custody or keeping of a registry or register.",null,null,null,null,null,"dm:ClassOfFunctionalObject"]
["FunctionalObject",null,null,null,null,"REGULATION",null,null,null,null,null,"rdl:RDS7953078",null,"A <REGULATION> is a <FunctionalObject> containing rules of a regulatory nature, laws, work rules etc",null,null,null,null,null,"dm:ClassOfFunctionalObject"]
["FunctionalObject",null,null,null,null,"REGULATOR",null,null,null,null,null,"rdl:RDS7198580",null,"A <REGULATOR> is a <FunctionalObject> that is capable of <REGULATING>",null,null,null,null,null,"dm:ClassOfFunctionalObject"]
["REGULATOR",null,null,null,null,null,"CURRENT REGULATOR",null,null,null,null,null,"rdl:RDS7124120",null,"A <CURRENT REGULATOR> is a <REGULATOR> to control the electrical current supplied to a unit",null,null,null,null,null,"dm:ClassOfFunctionalObject"]
["REGULATOR",null,null,null,null,null,"FLUID REGULATOR",null,null,null,null,null,"rdl:RDS278369",null,"A <FLUID REGULATOR> is a <REGULATOR> that is intended to permit, obstruct, regulate or divert fluid flow",null,null,null,null,null,"dm:ClassOfFunctionalObject"]
["FLUID REGULATOR",null,null,null,null,null,null,"LOUVRE",null,null,null,null,null,"rdl:RDS477359",null,"A <LOUVRE> is a <FLUID REGULATOR> which contains fins or vanes intended to control a flow of air. Typically also to separate water droplets from an air stream",null,null,null,null,null,"dm:ClassOfFunctionalObject"]
["FLUID REGULATOR",null,null,null,null,null,null,"VALVE",null,null,null,null,null,"rdl:RDS292589",null,"A <VALVE> is a <FLUID REGULATOR> that can be used to control (i.e. permit, obstruct, regulate or divert) a fluid stream",null,null,null,null,null,"dm:ClassOfFunctionalObject"]
["REGULATOR",null,null,null,null,null,"VOLTAGE REGULATOR",null,null,null,null,null,"rdl:RDS7124200",null,"A <VOLTAGE REGULATOR> is a <REGULATOR> designed to automatically maintain a constant voltage level",null,null,null,null,null,"dm:ClassOfFunctionalObject"]
["FunctionalObject",null,null,null,null,"REGULATOR(manager)",null,null,null,null,null,"rdl:RDS2220906",null,"A <REGULATOR(manager)> is a <FunctionalObject> that has the capability of <REGULATING> a work process",null,null,null,null,null,"dm:ClassOfFunctionalObject"]
["FunctionalObject",null,null,null,null,"REINFORCER",null,null,null,null,null,"rdl:RDS2221660",null,"A <REINFORCER> is a <FunctionalObject> that has the capability of <REINFORCING>",null,null,null,null,null,"dm:ClassOfFunctionalObject"]
["FunctionalObject",null,null,null,null,"RELEASER",null,null,null,null,null,"rdl:RDS2220101",null,"A <RELEASER> is a <FunctionalObject> that is capable of <RELEASING>",null,null,null,null,null,"dm:ClassOfFunctionalObject"]
["FunctionalObject",null,null,null,null,"REPORT",null,null,null,null,null,"rdl:RDS337454",null,"A <REPORT> is a <FunctionalObject> that is an official document on a particular subject, often made by a group of people after studying a problem or situation carefully",null,null,null,null,null,"dm:ClassOfFunctionalObject"]
["FunctionalObject",null,null,null,null,"REQUISITION",null,null,null,null,null,"rdl:RDS11703743",null,"A <REQUISITION> is a <FunctionalObject> with a brief description of the parts to be ordered, with a statement of the pertinent drawings, specifications, etc., as well as a list of drawings and documents to be provided by the manufacturer/supplier",null,null,null,null,null,"dm:ClassOfFunctionalObject"]
["FunctionalObject",null,null,null,null,"RESTRICTOR",null,null,null,null,null,"rdl:RDS2222117",null,"A <RESTRICTOR> is a <FunctionalObject> that is capable of <RESTRICTING>",null,null,null,null,null,"dm:ClassOfFunctionalObject"]
["FunctionalObject",null,null,null,null,"RETURN CHANNEL",null,null,null,null,null,"rdl:RDS1049201511",null,"A <RETURN CHANNEL> is a <FunctionalObject> that directs the flow from the outlet of a diffuser to the inlet of the next impeller",null,null,null,null,null,"dm:ClassOfFunctionalObject"]
["FunctionalObject",null,null,null,null,"SAFETY DEVICE",null,null,null,null,null,"rdl:RDS11854780",null,"A <SAFETY DEVICE> is a <FunctionalObject> intended to maintain a safe situation",null,null,null,null,null,"dm:ClassOfFunctionalObject"]
["FunctionalObject",null,null,null,null,"SAMPLER",null,null,null,null,null,"rdl:RDS1300660921",null,"A <SAMPLER> is a <FunctionalObject> that has the capability of <SAMPLING>",null,null,null,null,null,"dm:ClassOfFunctionalObject"]
["FunctionalObject",null,null,null,null,"SAND DETECTOR",null,null,null,null,null,"rdl:RDS850724",null,"A <SAND DETECTOR> is a <DETECTOR> using a <SAND DETECTION MEASURING ELEMENT> that is intended to detect sand in a liquid",null,null,null,null,null,"dm:ClassOfFunctionalObject"]
["FunctionalObject",null,null,null,null,"SCANNING DEVICE",null,null,null,null,null,"rdl:RDS2220009",null,"A <SCANNING DEVICE> is a <FunctionalObject> that has the capability of <SCANNING>",null,null,null,null,null,"dm:ClassOfFunctionalObject"]
["FunctionalObject",null,null,null,null,"SCRAPER",null,null,null,null,null,"rdl:RDS4316863356",null,"A <SCRAPER> is a <FunctionalObject> that is capable of <SCRAPING>",null,null,null,null,null,"dm:ClassOfFunctionalObject"]
["FunctionalObject",null,null,null,null,"SENDER",null,null,null,null,null,"rdl:RDS2223279",null,"A <SENDER> is a is a <FunctionalObject> that is capable of <SENDING>",null,null,null,null,null,"dm:ClassOfFunctionalObject"]
["SENDER",null,null,null,null,null,"SIGNAL SENDER",null,null,null,null,null,"rdl:RDS222446",null,"A <SIGNAL RECEIVER> is a <SENDER> that is capable of <SENDING> a <SIGNAL>",null,null,null,null,null,"dm:ClassOfFunctionalObject"]
["FunctionalObject",null,null,null,null,"SEPARATOR",null,null,null,null,null,"rdl:RDS2194378711",null,"A <SEPARATOR> is a <FunctionalObject> that has a capability of <SEPARATING>",null,null,null,null,null,"dm:ClassOfFunctionalObject"]
["SEPARATOR",null,null,null,null,null,"FLASH SEPARATOR",null,null,null,null,null,"rdl:RDS283679",null,"A <FLASH SEPARATOR> is a <SEPARATOR> that is intended to separate gas and liquid by lowering the pressure and flashing the gas from the liquid",null,null,null,null,null,"dm:ClassOfFunctionalObject"]
["SEPARATOR",null,null,null,null,null,"FLUID SEPARATOR",null,null,null,null,null,"rdl:RDS2194374461",null,"A <FLUID SEPARATOR> is a <SEPARATOR> that is capable of <SEPARATING> a fluid into separate phases",null,null,null,null,null,"dm:ClassOfFunctionalObject"]
["FLUID SEPARATOR",null,null,null,null,null,null,"DISTILLATION SEPARATOR",null,null,null,null,null,"rdl:RDS279179",null,"A <DISTILLATION SEPARATOR> is a <FLUID SEPARATOR> which separates the different molecules in a stream after their range of properties",null,null,null,null,null,"dm:ClassOfFunctionalObject"]
["SEPARATOR",null,null,null,null,null,"PRECIPITATOR",null,null,null,null,null,"rdl:RDS43168251152",null,"A <PRECIPITATOR> is a <SEPARATOR> that cause a substance to be deposited in solid form from a solution or a gas",null,null,null,null,null,"dm:ClassOfFunctionalObject"]
["FunctionalObject",null,null,null,null,"SHAKER",null,null,null,null,null,"rdl:RDS1325809901",null,"A <SHAKER> is a <FunctionalObject> that has the capability of <SHIELDING>",null,null,null,null,null,"dm:ClassOfFunctionalObject"]
["FunctionalObject",null,null,null,null,"SHELL",null,null,null,null,null,"rdl:RDS17639880",null,"A <SHELL> is a <FunctionalObject> that is a layer or surface with a shape in two dimensions and length in the third dimension surrounding a space. Typically the cylindrical part of a vessel",null,null,null,null,null,"dm:ClassOfFunctionalObject"]
["FunctionalObject",null,null,null,null,"SHIELD",null,null,null,null,null,"rdl:RDS11279006",null,"A <SHIELD> is a <FunctionalObject> that has the capability of <SHAKING>",null,null,null,null,null,"dm:ClassOfFunctionalObject"]
["FunctionalObject",null,null,null,null,"SHIPPER(function)",null,null,null,null,null,"rdl:RDS2223264",null,"A <SHIPPER> is a <FunctionalObject> that has the capability of <SHIPPING>",null,null,null,null,null,"dm:ClassOfFunctionalObject"]
["FunctionalObject",null,null,null,null,"SHOWER",null,null,null,null,null,"rdl:RDS310724",null,"A <SHOWER> is a <FunctionalObject> that wets (as with water) in a spray, fine stream, or drops of fluid",null,null,null,null,null,"dm:ClassOfFunctionalObject"]
["FunctionalObject",null,null,null,null,"SIGN",null,null,null,null,null,"rdl:RDS222261",null,"A <SIGN> is a <FunctionalObject> that is a, usually, flat object with words and/or pictures on it, put in a public place to provide information or advertise something",null,null,null,null,null,"dm:ClassOfFunctionalObject"]
["FunctionalObject",null,null,null,null,"SIGNAL",null,null,null,null,null,"rdl:RDS337196911",null,"A <SIGNAL> is a <FunctionalObject> that is a detectable physical time-varying quantity or impulse (as voltage, current, or magnetic field strength) by which messages or information can be transmitted",null,null,null,null,null,"dm:ClassOfFunctionalObject"]
["FunctionalObject",null,null,null,null,"SIGNAL CIRCUIT",null,null,null,null,null,"rdl:RDS2229006",null,"A <SIGNAL CIRCUIT> is a <FunctionalObject> that thr linkage between two or more <FunctionalObject>s that together are capable of <PERFORMING> an <Activity>",null,null,null,null,null,"dm:ClassOfFunctionalObject"]
["FunctionalObject",null,null,null,null,"SIGNAL CIRCUIT ELEMENT",null,null,null,null,null,"rdl:RDS2229007",null,"A <SIGNAL CIRCUIT ELEMENT> is a <FunctionalObject> capable of <FUNCTIONING> as a part of a <SIGNAL CIRCUIT>",null,null,null,null,null,"dm:ClassOfFunctionalObject"]
["FunctionalObject",null,null,null,null,"SIGNAL CONVERTER",null,null,null,null,null,"rdl:RDS222455",null,"A <SIGNAL CONVERTER> is a <CONVERTER> that is the capability of <CONVERTING> a <SIGNAL>",null,null,null,null,null,"dm:ClassOfFunctionalObject"]
["FunctionalObject",null,null,null,null,"SIGNAL CONVERTER",null,null,null,null,null,"rdl:RDS460394",null,"A <SIGNAL CONVERTER> is a <CONVERTER> that is the capability of <CONVERTING> a <SIGNAL>",null,null,null,null,null,"dm:ClassOfFunctionalObject"]
["FunctionalObject",null,null,null,null,"SIGNALLER",null,null,null,null,null,"rdl:RDS2222121",null,"A <SIGNALLER> is a <FunctionalObject> that is capable of <SIGNALLING>",null,null,null,null,null,"dm:ClassOfFunctionalObject"]
["SIGNALLER",null,null,null,null,null,"FLARE(alarm)",null,null,null,null,null,"rdl:RDS1330277141",null,"A <FLARE(alarm)> is a <SIGNALLER> that produces a brilliant light through the combustion of a pyrotechnic compound",null,null,null,null,null,"dm:ClassOfFunctionalObject"]
["FunctionalObject",null,null,null,null,"SILENCER",null,null,null,null,null,"rdl:RDS1049368591",null,"A <SILENCER> is a <FunctionalObject> that has a capability of <SILENCING>",null,null,null,null,null,"dm:ClassOfFunctionalObject"]
["SILENCER",null,null,null,null,null,"EXHAUST BOX",null,null,null,null,null,"rdl:RDS5777382",null,"An <EXHAUST BOX> is a <SILENCER> used to reduce the noise from the exhaust outlet on a combustion enegine",null,null,null,null,null,"dm:ClassOfFunctionalObject"]
["SILENCER",null,null,null,null,null,"MUFFLER",null,null,null,null,null,"rdl:RDS306764",null,"A <MUFFLER> is a <SILENCER> that is a device to deaden noise, especially one forming part of the exhaust system of an automotive vehicle",null,null,null,null,null,"dm:ClassOfFunctionalObject"]
["FunctionalObject",null,null,null,null,"SIMULATOR",null,null,null,null,null,"rdl:RDS13610660",null,"A <SIMULATOR> is a <FunctionalObject> that is capable of <SIMULATING>",null,null,null,null,null,"dm:ClassOfFunctionalObject"]
["SIMULATOR",null,null,null,null,null,"PROCESS SIMULATOR",null,null,null,null,null,"rdl:RDS2221693",null,"A <PROCESS SIMULATOR> is a <SIMULATOR> that is capable of <PROCESS SIMULATING>",null,null,null,null,null,"dm:ClassOfFunctionalObject"]
["FunctionalObject",null,null,null,null,"SKETCH",null,null,null,null,null,"rdl:RDS2229217",null,"A <SKETCH> is a <FunctionalObject> that describes an object briefly by drawing the outline or prominent features of same",null,null,null,null,null,"dm:ClassOfFunctionalObject"]
["FunctionalObject",null,null,null,null,"SMOKE DETECTOR",null,null,null,null,null,"rdl:RDS476999",null,"An <SMOKE DETECTOR> is a <DETECTOR> using a <SMOKE DETECTING MEASURING ELEMENT> typically as an indication of fire",null,null,null,null,null,"dm:ClassOfFunctionalObject"]
["FunctionalObject",null,null,null,null,"SOAKER",null,null,null,null,null,"rdl:RDS4316863565",null,"A <SOAKER> is a <FunctionalObject> that is capable of <SOAKING>",null,null,null,null,null,"dm:ClassOfFunctionalObject"]
["FunctionalObject",null,null,null,null,"SOFTWARE",null,null,null,null,null,"rdl:RDS1318007331",null,"A <SOFTWARE> is a <FunctionalObject> that is data, programmes, etc. not forming parts of a computer but used for its operation",null,null,null,null,null,"dm:ClassOfFunctionalObject"]
["FunctionalObject",null,null,null,null,"SOUNDER",null,null,null,null,null,"rdl:RDS1299200341",null,"A <SOUNDER> is a <FunctionalObject> that has a capability of <SOUNDING>",null,null,null,null,null,"dm:ClassOfFunctionalObject"]
["SOUNDER",null,null,null,null,null,"BELL",null,null,null,null,null,"rdl:RDS5764260",null,"A <BELL> is a <SOUNDER> that is a hollow body with a flared mouth made of cast metal. Formed to emit a clear musical sound by the sonorous vibration of its entire circumference when struck by a clapper, hammer or other appliance",null,null,null,null,null,"dm:ClassOfFunctionalObject"]
["SOUNDER",null,null,null,null,null,"BUZZER",null,null,null,null,null,"rdl:RDS6571190",null,"A <BUZZER> is a <SOUNDER> and and an electric mechanism for producing an intermittent current and a buzzing sound or series of sounds",null,null,null,null,null,"dm:ClassOfFunctionalObject"]
["FunctionalObject",null,null,null,null,"SPACER",null,null,null,null,null,"rdl:RDS311624",null,"A <SPACER> is a <FunctionalObject> that has the capability of <SPACING>",null,null,null,null,null,"dm:ClassOfFunctionalObject"]
["FunctionalObject",null,null,null,null,"SPECIFICATION",null,null,null,null,null,"rdl:RDS222262",null,"A <SPECIFICATION> is a <FunctionalObject> that contains a definition of one or more aspects of one or more physical objects or activities",null,null,null,null,null,"dm:ClassOfFunctionalObject"]
["FunctionalObject",null,null,null,null,"SPRAY",null,null,null,null,null,"rdl:RDS4316863696",null,"A <SPRAY> is a <FunctionalObject> that is capable of <SPRAYING>",null,null,null,null,null,"dm:ClassOfFunctionalObject"]
["FunctionalObject",null,null,null,null,"SPRING",null,null,null,null,null,"rdl:RDS910844",null,"A <SPRING> is a <FunctionalObject> that is an elastic device, that can be pressed or pulled but returns to its former shape when released, used chiefly to exert constant tension or absorb movement",null,null,null,null,null,"dm:ClassOfFunctionalObject"]
["FunctionalObject",null,null,null,null,"STABILIZER",null,null,null,null,null,"rdl:RDS13601419",null,"A <STABILIZER> is a <FunctionalObject> that has a capability of <STABILIZING>",null,null,null,null,null,"dm:ClassOfFunctionalObject"]
["STABILIZER",null,null,null,null,null,"DRILLING STABILIZER",null,null,null,null,null,"rdl:RDS17332615",null,"A <DRILLING STABILIZER> is a <STABILIZER> that is a part of a drill string to control hole deviation and keep the drillstring centered in the well",null,null,null,null,null,"dm:ClassOfFunctionalObject"]
["STABILIZER",null,null,null,null,null,"FLUID STABILIZER",null,null,null,null,null,"rdl:RDS13645217",null,"A <FLUID STABILIZER> is a <STABILIZER> that is capable of <STABILIZING> a <FLUID>",null,null,null,null,null,"dm:ClassOfFunctionalObject"]
["STABILIZER",null,null,null,null,null,"GYRO STABILIZER",null,null,null,null,null,"rdl:RDS13645680",null,"A <GYRO STABILIZER> is a <STABILIZER> that is a stabilizing device (as for a ship or airplane) that consists of a continuously driven gyro spinning about a vertical axis and pivoted so that its axis of spin may be tipped fore-and-aft in the vertical plane and that serves to oppose sideways motion",null,null,null,null,null,"dm:ClassOfFunctionalObject"]
["STABILIZER",null,null,null,null,null,"STABILIZER BAR",null,null,null,null,null,"rdl:RDS13645760",null,"A <STABILIZER BAR> is a <STABILIZER> is a part of many automobile suspensions that helps reduce the body roll of a vehicle during fast cornering or over road irregularities. It connects opposite (left/right) wheels together through short lever arms linked by a torsion spring",null,null,null,null,null,"dm:ClassOfFunctionalObject"]
["STABILIZER",null,null,null,null,null,"STABILIZER CIRCUIT",null,null,null,null,null,"rdl:RDS13645822",null,"A <STABILIZER CIRCUIT> is a <STABILIZER> that is a circuit that holds the output voltage of a power supply at a constant level despite changes in supply voltage or load, by comparision with a fixed reference voltage",null,null,null,null,null,"dm:ClassOfFunctionalObject"]
["FunctionalObject",null,null,null,null,"STACK",null,null,null,null,null,"rdl:RDS14822899",null,"A <STACK> is a <FunctionalObject> that has a capability of <EXHAUSTING> a flue gas",null,null,null,null,null,"dm:ClassOfFunctionalObject"]
["FunctionalObject",null,null,null,null,"STANDARD",null,null,null,null,null,"rdl:RDS329759",null,"A <STANDARD> is a <FunctionalObject> that contains prescriptive rules, guidelines or characteristics of activities or their results",null,null,null,null,null,"dm:ClassOfFunctionalObject"]
["FunctionalObject",null,null,null,null,"STANDARDIZER",null,null,null,null,null,"rdl:RDS2220907",null,"A <STANDARDIZER> is a <FunctionalObject> that has the capability of <STANDARDIZING>",null,null,null,null,null,"dm:ClassOfFunctionalObject"]
["FunctionalObject",null,null,null,null,"STARTER",null,null,null,null,null,"rdl:RDS860264",null,"A <STARTER> is a <FunctionalObject> that has the capability of <STARTING>",null,null,null,null,null,"dm:ClassOfFunctionalObject"]
["FunctionalObject",null,null,null,null,"STIFFENER",null,null,null,null,null,"rdl:RDS287954",null,"An <STIFFENER> is a <FunctionalObject> that has the capability of <STIFFENING>",null,null,null,null,null,"dm:ClassOfFunctionalObject"]
["FunctionalObject",null,null,null,null,"STRAINER",null,null,null,null,null,"rdl:RDS422504",null,"A <STRAINER> is a <FunctionalObject> that is capable of <STRAINING>",null,null,null,null,null,"dm:ClassOfFunctionalObject"]
["FunctionalObject",null,null,null,null,"STRATEGY DOCUMENT",null,null,null,null,null,"rdl:RDS7951925",null,"A <STRATEGY DOCUMENT> is a <FunctionalObject> that defines a strategy",null,null,null,null,null,"dm:ClassOfFunctionalObject"]
["FunctionalObject","InformationObject","STRATEGY DOCUMENT",null,null,null,"MAINTENANCE STRATEGY",null,null,null,null,null,"rdl:RDS332234",null,"An <MAINTENANCE STRATEGY> is an <InformationObject> and a <STRATEGY DOCUMENT> defining the required maintenance activities in case of preventive, breakdown or shutdown maintenance",null,null,null,null,null,"dm:ClassOfFunctionalObject"]
["FunctionalObject",null,null,null,null,"STRUCTURE",null,null,null,null,null,"rdl:RDS222901",null,"A <STRUCTURE> is a <FunctionalObject> that is an arrangement and organization of interrelated elements",null,null,null,null,null,"dm:ClassOfFunctionalObject"]
["FunctionalObject",null,null,null,null,"SUBSTATION",null,null,null,null,null,"rdl:RDS957959",null,"A <SUBSTATION> is a <FunctionalObject> at which electrical current is switched, transformed, or converted, intermediate in rank between a generating station and a low-tension distribution network",null,null,null,null,null,"dm:ClassOfFunctionalObject"]
["FunctionalObject",null,null,null,null,"SUGGESTION",null,null,null,null,null,"rdl:RDS11702033",null,"A <SUGGESTION> is a <FunctionalObject> that is communicated to somebody as an option for action or conclusion",null,null,null,null,null,"dm:ClassOfFunctionalObject"]
["FunctionalObject",null,null,null,null,"SUIT",null,null,null,null,null,"rdl:RDS7038617",null,"A <SUIT> is a <FunctionalObject> which is a set of garments which is: a : an outer costume of two or more piece b : a costume to be worn for a special purpose or under particular conditions",null,null,null,null,null,"dm:ClassOfFunctionalObject"]
["FunctionalObject",null,null,null,null,"SUPPLIER(function)",null,null,null,null,null,"rdl:RDS2223265",null,"A <SUPPLIER(function)> is a <FunctionalObject> that has the capability of <SUPPLYING>",null,null,null,null,null,"dm:ClassOfFunctionalObject"]
["SUPPLIER(function)",null,null,null,null,null,"ENERGY SUPPLY",null,null,null,null,null,"rdl:RDS2223572",null,"An <ENERGY SUPPLY> is a <SUPPLIER(function)> that has the capability of <SUPPLYING> <Energy>",null,null,null,null,null,"dm:ClassOfFunctionalObject"]
["ENERGY SUPPLY",null,null,null,null,null,null,"HYDRAULIC POWER SUPPLY",null,null,null,null,null,"rdl:RDS2225046",null,"A <HYDRAULIC POWER SUPPLY> is an <ENERGY SUPPLY> that supplies hydraulic power",null,null,null,null,null,"dm:ClassOfFunctionalObject"]
["ENERGY SUPPLY",null,null,null,null,null,null,"POWER SUPPLY",null,null,null,null,null,"rdl:RDS5800872",null,"A <POWER SUPPLY> is a <SUPPLIER(function)> of power from a source to one or more consumers",null,null,null,null,null,"dm:ClassOfFunctionalObject"]
["POWER SUPPLY",null,null,null,null,null,null,null,"ELECTRIC POWER SUPPLY",null,null,null,null,null,"rdl:RDS2220081",null,"An <ELECTRIC POWER SUPPLY> is a <POWER SUPPLY> of <ELECTRIC POWER>",null,null,null,null,null,"dm:ClassOfFunctionalObject"]
["ELECTRIC POWER SUPPLY",null,null,null,null,null,null,null,null,"DC POWER SUPPLY",null,null,null,null,null,"rdl:RDS13029800",null,"A <DC POWER SUPPLY> is an <ELECTRIC POWER SUPPLY> that has a rectifier supplying direct current",null,null,null,null,null,"dm:ClassOfFunctionalObject"]
["FunctionalObject",null,null,null,null,"SUPPORT",null,null,null,null,null,"rdl:RDS6728598",null,"A <SUPPORT> is a <FunctionalObject> that has a capability of <SUPPORTING>",null,null,null,null,null,"dm:ClassOfFunctionalObject"]
["SUPPORT",null,null,null,null,null,"BEARING",null,null,null,null,null,"rdl:RDS286874",null,"A <BEARING> is a <SUPPORT> intended to support and locate a moving or static element",null,null,null,null,null,"dm:ClassOfFunctionalObject"]
["FunctionalObject",null,null,null,null,"SWITCHING DEVICE",null,null,null,null,null,"rdl:RDS934334",null,"A <SWITCHING DEVICE> is a <FunctionalObject> that has the capability of <SWITCHING>",null,null,null,null,null,"dm:ClassOfFunctionalObject"]
["SWITCHING DEVICE",null,null,null,null,null,"RELAY",null,null,null,null,null,"rdl:RDS876194",null,"A <RELAY> is a <SWITCHING DEVICE> that usually is incorporating an electromagnet, whereby a current or signal in one circuit can open or close another circuit",null,null,null,null,null,"dm:ClassOfFunctionalObject"]
["FunctionalObject",null,null,null,null,"SYMBOL",null,null,null,null,null,"rdl:RDS6962420",null,"A <SYMBOL> is a <FunctionalObject> that is something that stands for or suggests something else by reason of relationship, association, convention, or accidental resemblance; especially a visible sign of something invisible",null,null,null,null,null,"dm:ClassOfFunctionalObject"]
["FunctionalObject",null,null,null,null,"SYNTHESIZER",null,null,null,null,null,"rdl:RDS13609985",null,"A <SYNTHESIZER> is a <FunctionalObject> that has the capability of <SYNTHESIZING> by generating and combining signals of different frequencies",null,null,null,null,null,"dm:ClassOfFunctionalObject"]
["FunctionalObject",null,null,null,null,"SYSTEM",null,null,null,null,null,"rdl:RDS316259",null,"A <SYSTEM> is a <FunctionalObject> that is a set of physical objects working together as parts of a mechanism or an interconnecting network as a complex whole",null,null,null,null,null,"dm:ClassOfFunctionalObject"]
["SYSTEM",null,null,null,null,null,"AUXILIARY SYSTEM",null,null,null,null,null,"rdl:RDS14308884",null,"An <AUXILIARY SYSTEM> is a <SYSTEM> that is part of a larger system and and a function which is necessary for the larger system, but which is not part of the function of the larger system",null,null,null,null,null,"dm:ClassOfFunctionalObject"]
["FunctionalObject","AUXILIARY SYSTEM",null,null,null,null,null,"SEAL SYSTEM",null,null,null,null,null,"rdl:RDS14205079",null,"A <SEAL SYSTEM> is a <FunctionalObject> and an <AUXILIARY SYSTEM> that that is the configuration of hardware components in order to have seals flushed with pressurized fluid",null,null,null,null,null,"dm:ClassOfFunctionalObject"]
["SYSTEM",null,null,null,null,null,"CHAINAGE REFERENCE SYSTEM",null,null,null,null,null,"rdl:RDS13097403",null,"A <CHAINAGE REFERENCE SYSTEM> is a <SYSTEM> used to capture linear measurements along a line",null,null,null,null,null,"dm:ClassOfFunctionalObject"]
["SYSTEM",null,null,null,null,null,"COMBINED CYCLE TURBINE SYSTEM",null,null,null,null,null,"rdl:RDS16766019",null,"A <COMBINED CYCLE TURBINE SYSTEM> is a <SYSTEM> that is an assembly of turbines",null,null,null,null,null,"dm:ClassOfFunctionalObject"]
["SYSTEM",null,null,null,null,null,"COMMUNICATION SYSTEM",null,null,null,null,null,"rdl:RDS277019",null,"A <COMMUNICATION SYSTEM> is a <SYSTEM> intended to provide communication capabilities",null,null,null,null,null,"dm:ClassOfFunctionalObject"]
["SYSTEM",null,null,null,null,null,"COMPRESSOR SYSTEM",null,null,null,null,null,"rdl:RDS16769664",null,"A <COMPRESSOR SYSTEM> is a <SYSTEM> that is one or a collection of compressors and related equipment intended to enable vapour transport through a pipeline",null,null,null,null,null,"dm:ClassOfFunctionalObject"]
["SYSTEM",null,null,null,null,null,"CONDITION MONITORING SYSTEM",null,null,null,null,null,"rdl:RDS270314",null,"A <CONDITION MONITORING SYSTEM> is a <SYSTEM> that monitors damage to equipment items",null,null,null,null,null,"dm:ClassOfFunctionalObject"]
["SYSTEM",null,null,null,null,null,"CONDITIONER SYSTEM",null,null,null,null,null,"rdl:RDS16769394",null,"A <CONDITIONER SYSTEM> is a <SYSTEM> that includes a conditioner as a main component",null,null,null,null,null,"dm:ClassOfFunctionalObject"]
["SYSTEM",null,null,null,null,null,"ENGINE MANEUVERING SYSTEM",null,null,null,null,null,"rdl:RDS13591500",null,"An <ENGINE MANEUVERING SYSTEM> is a <SYSTEM> for start, stop and reversing a low speed ship propulsion diesel engine. The maneuvering system can be local or from the bridge",null,null,null,null,null,"dm:ClassOfFunctionalObject"]
["SYSTEM",null,null,null,null,null,"EXHAUST SYSTEM",null,null,null,null,null,"rdl:RDS1049400851",null,"An <EXHAUST SYSTEM> is a <SYSTEM> that is capable of handling exhaust gases from combustion engines",null,null,null,null,null,"dm:ClassOfFunctionalObject"]
["SYSTEM",null,null,null,null,null,"FIRE AND SAFETY SYSTEM",null,null,null,null,null,"rdl:RDS274274",null,"A <FIRE AND SAFETY SYSTEM> is a <SYSTEM> that is intended to provide protection against fire and/or hazards",null,null,null,null,null,"dm:ClassOfFunctionalObject"]
["FIRE AND SAFETY SYSTEM",null,null,null,null,null,null,"FIRE AND GAS DETECTION SYSTEM",null,null,null,null,null,"rdl:RDS274499",null,"A <FIRE AND GAS DETECTION SYSTEM> is a <FIRE AND SAFETY SYSTEM> intended for detection of possible leakages of hydrocarbons and/or fire",null,null,null,null,null,"dm:ClassOfFunctionalObject"]
["SYSTEM",null,null,null,null,null,"FISCAL METERING SYSTEM",null,null,null,null,null,"rdl:RDS274994",null,"A <FISCAL METERING SYSTEM> is a <SYSTEM> that is a metering system that measures flow rate and total quantity of gas or other product. Normally it consists of a mechanical part including a flow element, an instrument part and a computer part that can perform calculations for quantity, reporting and control functions",null,null,null,null,null,"dm:ClassOfFunctionalObject"]
["SYSTEM",null,null,null,null,null,"FLUID SYSTEM",null,null,null,null,null,"rdl:RDS7207165",null,"A <FLUID SYSTEM> is a <SYSTEM> that is capable of handling fluids or substances that behave as fluids",null,null,null,null,null,"dm:ClassOfFunctionalObject"]
["FLUID SYSTEM",null,null,null,null,null,null,"BUFFER FLUID SYSTEM",null,null,null,null,null,"rdl:RDS14208319",null,"A <BUFFER FLUID SYSTEM> is a <FLUID SYSTEM> that is introduced between dual mechanical seals. The fluid is always at a lower pressure than the pump process pressure being sealed",null,null,null,null,null,"dm:ClassOfFunctionalObject"]
["FLUID SYSTEM",null,null,null,null,null,null,"CENTRIFUGAL COMPRESSOR MAIN FLUID SYSTEM",null,null,null,null,null,"rdl:RDS14208004",null,"A <CENTRIFUGAL COMPRESSOR MAIN FLUID SYSTEM> is a <FLUID SYSTEM> that is the main fluid system intended for a centrifugal compressor",null,null,null,null,null,"dm:ClassOfFunctionalObject"]
["FLUID SYSTEM",null,null,null,null,null,null,"CENTRIFUGAL COMPRESSOR RECYCLE SYSTEM",null,null,null,null,null,"rdl:RDS14207644",null,"A <CENTRIFUGAL COMPRESSOR RECYCLE SYSTEM> is a <FLUID SYSTEM> that is the recycle system used on a centrifugal compressor",null,null,null,null,null,"dm:ClassOfFunctionalObject"]
["FLUID SYSTEM",null,null,null,null,null,null,"CONDENSATE REGENERATION SYSTEM",null,null,null,null,null,"rdl:RDS276254",null,"A <CONDENSATE REGENERATION SYSTEM> is a <FLUID SYSTEM> at the end of the steam circulation which includes a regeneration package before feeding back into the steam generation process",null,null,null,null,null,"dm:ClassOfFunctionalObject"]
["FLUID SYSTEM","VENTILATION SYSTEM",null,null,null,null,null,"FLARE VENT AND BLOWDOWN SYSTEM",null,null,null,null,null,"rdl:RDS275714",null,"A <FLARE VENT AND BLOWDOWN SYSTEM> is a <FLUID SYSTEM> and a <VENTILATION SYSTEM> intended for hot disposal of relieved hydrocarbons (liquid or vapour) by collecting, transport and flaring at a safe location",null,null,null,null,null,"dm:ClassOfFunctionalObject"]
["FLUID SYSTEM",null,null,null,null,null,null,"FLUID DISTRIBUTION SYSTEM",null,null,null,null,null,"rdl:RDS270629",null,"A <FLUID DISTRIBUTION SYSTEM> is a <FLUID SYSTEM> capable of distributing fluids from one location to one or several others",null,null,null,null,null,"dm:ClassOfFunctionalObject"]
["FLUID SYSTEM","FUEL SYSTEM",null,null,null,null,null,"FLUID FUEL SYSTEM",null,null,null,null,null,"rdl:RDS273824",null,"A <FLUID FUEL SYSTEM> is a <FLUID SYSTEM> and a <FUEL SYSTEM> intended for fluid fuel services",null,null,null,null,null,"dm:ClassOfFunctionalObject"]
["FLUID SYSTEM",null,null,null,null,null,null,"GAS SYSTEM",null,null,null,null,null,"rdl:RDS7207244",null,"A <GAS SYSTEM> is a <FLUID SYSTEM> that is capable of handling substances that behave as gas",null,null,null,null,null,"dm:ClassOfFunctionalObject"]
["GAS SYSTEM",null,null,null,null,null,null,null,"CHARGE AIR SUPPLY SYSTEM",null,null,null,null,null,"rdl:RDS13662987",null,"A <CHARGE AIR SUPPLY SYSTEM> is a <GAS SYSTEM> that collects, treats and supplies combustion air to the combustion chamber of an internal combustion engine",null,null,null,null,null,"dm:ClassOfFunctionalObject"]
["GAS SYSTEM",null,null,null,null,null,null,null,"GAS COMPRESSION SYSTEM",null,null,null,null,null,"rdl:RDS270449",null,"A <GAS COMPRESSION SYSTEM> is a <GAS SYSTEM> intended for increasing the pressure of a stream/flow of gas",null,null,null,null,null,"dm:ClassOfFunctionalObject"]
["GAS SYSTEM","UTILITY GAS SYSTEM",null,null,null,null,null,null,"INERT GAS SYSTEM",null,null,null,null,null,"rdl:RDS273779",null,"An <INERT GAS SYSTEM> is a <GAS SYSTEM> and UTILITY <GAS SYSTEM> that supplies inert gas",null,null,null,null,null,"dm:ClassOfFunctionalObject"]
["GAS SYSTEM",null,null,null,null,null,null,null,"SCAVENGING/CHARGE AIR SYSTEM",null,null,null,null,null,"rdl:RDS13310470",null,"A <SCAVENGING/CHARGE AIR SYSTEM> is a <GAS SYSTEM> that providing filtered, pressurised and cooled scavenge air to the cylinders of a 2-stroke diesel engine",null,null,null,null,null,"dm:ClassOfFunctionalObject"]
["GAS SYSTEM",null,null,null,null,null,null,null,"UTILITY GAS SYSTEM",null,null,null,null,null,"rdl:RDS273644",null,"A <UTILITY GAS SYSTEM> is a <GAS SYSTEM> that provides the necessary compressed gas for instrument or other plant operations",null,null,null,null,null,"dm:ClassOfFunctionalObject"]
["FLUID SYSTEM",null,null,null,null,null,null,"HYDRAULIC VALVE LIFT SYSTEM",null,null,null,null,null,"rdl:RDS13310605",null,"A <HYDRAULIC VALVE LIFT SYSTEM> is a <FLUID SYSTEM> using hydraulic fluid (oil) to operate the cylinder valves",null,null,null,null,null,"dm:ClassOfFunctionalObject"]
["FLUID SYSTEM",null,null,null,null,null,null,"LIQUID SYSTEM",null,null,null,null,null,"rdl:RDS7207306",null,"A <LIQUID SYSTEM> is a <FLUID SYSTEM> that is capable of handling substances that behave as liquids",null,null,null,null,null,"dm:ClassOfFunctionalObject"]
["LIQUID SYSTEM","LOADING SYSTEM",null,null,null,null,null,null,"DISTILLATE LOADING SYSTEM",null,null,null,null,null,"rdl:RDS283904",null,"A <DISTILLATE LOADING SYSTEM> is a <LIQUID SYSTEM> and a <LOADING SYSTEM> that is a product loading system for dispatching liquid distillate products (e.g. natural gasoline, benzene, diesel, kerosene)",null,null,null,null,null,"dm:ClassOfFunctionalObject"]
["LIQUID SYSTEM","LOADING SYSTEM",null,null,null,null,null,null,"LIQUID CHEMICAL LOADING SYSTEM",null,null,null,null,null,"rdl:RDS275264",null,"A <LIQUID CHEMICAL LOADING SYSTEM> is a <LIQUID SYSTEM> and a <LOADING SYSTEM> that is a product loading system intended for loading of chemical liquids necessary for operation of the plant",null,null,null,null,null,"dm:ClassOfFunctionalObject"]
["LIQUID SYSTEM","LOADING SYSTEM",null,null,null,null,null,null,"LIQUIFIED GAS LOADING SYSTEM",null,null,null,null,null,"rdl:RDS275174",null,"A <LIQUIFIED GAS LOADING SYSTEM> is a <LIQUID SYSTEM> and a <LOADING SYSTEM> that is a product loading system which is intended for dispatching liquified gases (e.g. LNG, propane, ethane and butane)",null,null,null,null,null,"dm:ClassOfFunctionalObject"]
["LIQUID SYSTEM",null,null,null,null,null,null,null,"WATER SYSTEM",null,null,null,null,null,"rdl:RDS275894",null,"A <WATER SYSTEM> is a <LIQUID SYSTEM> that is capable of handling water",null,null,null,null,null,"dm:ClassOfFunctionalObject"]
["WASTE DISPOSAL SYSTEM","WATER SYSTEM",null,null,null,null,null,null,null,"BALLAST WATER SYSTEM",null,null,null,null,null,"rdl:RDS274184",null,"A <BALLAST WATER SYSTEM> is a <WATER SYSTEM> and a <WASTE DISPOSAL SYSTEM> for handling of ballast water",null,null,null,null,null,"dm:ClassOfFunctionalObject"]
["WATER SYSTEM",null,null,null,null,null,null,null,null,"BILGE WATER SYSTEM",null,null,null,null,null,"rdl:RDS269549",null,"A <BILGE WATER SYSTEM> is a <WATER SYSTEM> that includes services for treatment and storage of bilge water",null,null,null,null,null,"dm:ClassOfFunctionalObject"]
["WATER SYSTEM",null,null,null,null,null,null,null,null,"DEMINERALIZED WATER SYSTEM",null,null,null,null,null,"rdl:RDS275984",null,"A <DEMINERALIZED WATER SYSTEM> is a <WATER SYSTEM> that carries demineralized water",null,null,null,null,null,"dm:ClassOfFunctionalObject"]
["WATER SYSTEM",null,null,null,null,null,null,null,null,"FRESHWATER SUPPLY SYSTEM",null,null,null,null,null,"rdl:RDS275939",null,"A <FRESHWATER SUPPLY SYSTEM> is a <WATER SYSTEM> that supplies fresh water",null,null,null,null,null,"dm:ClassOfFunctionalObject"]
["WASTE DISPOSAL SYSTEM","WATER SYSTEM",null,null,null,null,null,null,null,"OILY WATER TREATMENT SYSTEM",null,null,null,null,null,"rdl:RDS269414",null,"An <OILY WATER TREATMENT SYSTEM> is a <WATER SYSTEM> and a <WASTE DISPOSAL SYSTEM> that is a waste disposal system capable of treatment of oily water from various sources in the production of oil and gas",null,null,null,null,null,"dm:ClassOfFunctionalObject"]
["OILY WATER TREATMENT SYSTEM",null,null,null,null,null,null,null,null,null,"PRODUCED WATER TREATMENT SYSTEM",null,null,null,null,null,"rdl:RDS269459",null,"A <PRODUCED WATER TREATMENT SYSTEM> is an <OILY WATER TREATMENT SYSTEM> for removing hydrocarbons from produced water by means of hydrocyclones, degassing drum and reclaimed sump",null,null,null,null,null,"dm:ClassOfFunctionalObject"]
["OILY WATER TREATMENT SYSTEM",null,null,null,null,null,null,null,null,null,"SLUDGE TREATMENT SYSTEM",null,null,null,null,null,"rdl:RDS269504",null,"An <SLUDGE TREATMENT SYSTEM> is an <OILY WATER TREATMENT SYSTEM> for separation and treatment of sludge",null,null,null,null,null,"dm:ClassOfFunctionalObject"]
["WATER SYSTEM",null,null,null,null,null,null,null,null,"POTABLE WATER SYSTEM",null,null,null,null,null,"rdl:RDS276029",null,"A <POTABLE WATER SYSTEM> is a <WATER SYSTEM> that includes facilities for the treatment, sterilization and distribution of potable water. Potable water systems include the total sweet water distribution to the various consumers point",null,null,null,null,null,"dm:ClassOfFunctionalObject"]
["POTABLE WATER SYSTEM",null,null,null,null,null,null,null,null,null,"POTABLE WATER STERILIZATION SYSTEM",null,null,null,null,null,"rdl:RDS270809",null,"A <POTABLE WATER STERILIZATION SYSTEM> is a <POTABLE WATER SYSTEM> that includes the facilities for sterilization of potable water",null,null,null,null,null,"dm:ClassOfFunctionalObject"]
["POTABLE WATER SYSTEM",null,null,null,null,null,null,null,null,null,"WATER DESALINATION SYSTEM",null,null,null,null,null,"rdl:RDS270764",null,"A <WATER DESALINATION SYSTEM> is a <POTABLE WATER SYSTEM> that includes services for removal of salt from sea water for fresh water making",null,null,null,null,null,"dm:ClassOfFunctionalObject"]
["WATER SYSTEM",null,null,null,null,null,null,null,null,"SEAWATER SUPPLY SYSTEM",null,null,null,null,null,"rdl:RDS316349",null,"A <SEAWATER SUPPLY SYSTEM> is a <WATER SYSTEM> that supplies sea water",null,null,null,null,null,"dm:ClassOfFunctionalObject"]
["WASTE DISPOSAL SYSTEM","WATER SYSTEM",null,null,null,null,null,null,null,"SEWAGE SYSTEM",null,null,null,null,null,"rdl:RDS274139",null,"A <SEWAGE SYSTEM> is a <WATER SYSTEM> and a <WASTE DISPOSAL SYSTEM> that is a waste disposal system capable of collecting, treating and dispose of sewage",null,null,null,null,null,"dm:ClassOfFunctionalObject"]
["SYSTEM",null,null,null,null,null,"FUEL SYSTEM",null,null,null,null,null,"rdl:RDS8640411",null,"A <FUEL SYSTEM> is a <SYSTEM> intended for fuel services",null,null,null,null,null,"dm:ClassOfFunctionalObject"]
["SYSTEM",null,null,null,null,null,"GAS SWEETENING SYSTEM",null,null,null,null,null,"rdl:RDS268784",null,"A <GAS SWEETENING SYSTEM> is a <SYSTEM> for removal of sour substances as H2S and CO2",null,null,null,null,null,"dm:ClassOfFunctionalObject"]
["SYSTEM",null,null,null,null,null,"GAS TREATMENT SYSTEM",null,null,null,null,null,"rdl:RDS268694",null,"A <GAS TREATMENT SYSTEM> is a <SYSTEM> for cooling and scrubbing the gas, dehydrating the gas, and regenerating the dehydration media",null,null,null,null,null,"dm:ClassOfFunctionalObject"]
["SYSTEM",null,null,null,null,null,"HEAT TRACING SYSTEM",null,null,null,null,null,"rdl:RDS267434",null,"A <HEAT TRACING SYSTEM> is a <SYSTEM> that protects a flow line from cold by supplying heat",null,null,null,null,null,"dm:ClassOfFunctionalObject"]
["SYSTEM",null,null,null,null,null,"INJECTION SYSTEM",null,null,null,null,null,"rdl:RDS290339",null,"An <INJECTION SYSTEM> is a <SYSTEM> that injects a substance into a location",null,null,null,null,null,"dm:ClassOfFunctionalObject"]
["INJECTION SYSTEM",null,null,null,null,null,null,"GROUT INJECTION SYSTEM",null,null,null,null,null,"rdl:RDS286964",null,"A <GROUT INJECTION SYSTEM> is an <INJECTION SYSTEM> that includes injection of grout to fill up hollow space. The grout when hardened obtain contact between elements and increase combined strength. Used for instance to secure piles in a jacket",null,null,null,null,null,"dm:ClassOfFunctionalObject"]
["SYSTEM",null,null,null,null,null,"LUBRICATION SYSTEM",null,null,null,null,null,"rdl:RDS327419",null,"A <LUBRICATION SYSTEM> is a <SYSTEM> that is intended to provide lubrication to motion parts of equipment involved",null,null,null,null,null,"dm:ClassOfFunctionalObject"]
["SYSTEM",null,null,null,null,null,"MEASURE SYSTEM",null,null,null,null,null,"rdl:RDS17608120",null,"A <MEASURE SYSTEM> is a <SYSTEM> that can ascertain or determine the spatial magnitude or quantity (of something) by the application of some object of known size or capacity (like expressing a quantity of consideration by a known or acknowledged unit of measure)",null,null,null,null,null,"dm:ClassOfFunctionalObject"]
["SYSTEM",null,null,null,null,null,"NAVIGATIONAL AID SYSTEM",null,null,null,null,null,"rdl:RDS1287102471",null,"A <NAVIGATIONAL AID SYSTEM> is a <SYSTEM> that consists of devices external to a vessel or aircraft specifically intended to assist navigators in determining their position or safe course, or to warn them of dangers or obstructions to navigation",null,null,null,null,null,"dm:ClassOfFunctionalObject"]
["SYSTEM",null,null,null,null,null,"OVERHEAD SYSTEM",null,null,null,null,null,"rdl:RDS43168245203",null,"An <OVERHEAD SYSTEM> is a <SYSTEM> that is situated at the top of a distillation column to split the vapour top stream in a reflux stream and a top product stream. Typically it consists of a condenser, storage vessel, piping and control equipment",null,null,null,null,null,"dm:ClassOfFunctionalObject"]
["SYSTEM",null,null,null,null,null,"PRODUCT STORAGE SYSTEM",null,null,null,null,null,"rdl:RDS274589",null,"A <PRODUCT STORAGE SYSTEM> is a <SYSTEM> for the storage of gaseous, liquid and solid products",null,null,null,null,null,"dm:ClassOfFunctionalObject"]
["SYSTEM",null,null,null,null,null,"PROPULSION SYSTEM",null,null,null,null,null,"rdl:RDS13069085",null,"A <PROPULSION SYSTEM> is a <SYSTEM> intended for propulsion",null,null,null,null,null,"dm:ClassOfFunctionalObject"]
["SYSTEM",null,null,null,null,null,"PUBLIC ADDRESS SYSTEM",null,null,null,null,null,"rdl:RDS1300131001",null,"A <PUBLIC ADDRESS SYSTEM> is a <SYSTEM> that is a sound-reproducing system for large space and outdoor use",null,null,null,null,null,"dm:ClassOfFunctionalObject"]
["SYSTEM",null,null,null,null,null,"QUENCH SYSTEM",null,null,null,null,null,"rdl:RDS43168253123",null,"A <QUENCH SYSTEM> is a <SYSTEM> intended to cool down a process",null,null,null,null,null,"dm:ClassOfFunctionalObject"]
["SYSTEM",null,null,null,null,null,"ROTATING EQUIPMENT SYSTEM",null,null,null,null,null,"rdl:RDS403509031",null,"A <ROTATING EQUIPMENT SYSTEM> is a <SYSTEM> using rotating equipment as main equipment",null,null,null,null,null,"dm:ClassOfFunctionalObject"]
["SYSTEM",null,null,null,null,null,"SAFETY SYSTEM",null,null,null,null,null,"rdl:RDS11854555",null,"A <SAFETY SYSTEM> is a <SYSTEM> intended to ensure a safe situation",null,null,null,null,null,"dm:ClassOfFunctionalObject"]
["SYSTEM",null,null,null,null,null,"SEPARATION AND STABILISATION SYSTEM",null,null,null,null,null,"rdl:RDS268199",null,"A <SEPARATION AND STABILISATION SYSTEM> is a <SYSTEM> intended to provide separation and stabilisation capabilities",null,null,null,null,null,"dm:ClassOfFunctionalObject"]
["SYSTEM",null,null,null,null,null,"START SYSTEM",null,null,null,null,null,"rdl:RDS6810730",null,"A <START SYSTEM> is a <SYSTEM> intended to start a main process system like combustion in an engine, motion cycles of equipment assemblies etc",null,null,null,null,null,"dm:ClassOfFunctionalObject"]
["SYSTEM",null,null,null,null,null,"STEAM SYSTEM",null,null,null,null,null,"rdl:RDS276074",null,"A <STEAM SYSTEM> is a <SYSTEM> for generation and distribution of steam",null,null,null,null,null,"dm:ClassOfFunctionalObject"]
["SYSTEM",null,null,null,null,null,"TRANSPORT SYSTEM",null,null,null,null,null,"rdl:RDS11524877",null,"A <TRANSPORT SYSTEM> is a <SYSTEM> intended to transport, store or load/unload material",null,null,null,null,null,"dm:ClassOfFunctionalObject"]
["SYSTEM",null,null,null,null,null,"TRANSPORTATION AND PACKING SYSTEM",null,null,null,null,null,"rdl:RDS275354",null,"A <TRANSPORTATION AND PACKING SYSTEM> is a <SYSTEM> which comprises all installations that serve the transportation of stock or products from/to process area to from/to storage area inside plant limits as well as all product packing systems prior to dispatch",null,null,null,null,null,"dm:ClassOfFunctionalObject"]
["SYSTEM",null,null,null,null,null,"VENTILATION SYSTEM",null,null,null,null,null,"rdl:RDS15956980",null,"A <VENTILATION SYSTEM> is a <SYSTEM> which provides ventilation",null,null,null,null,null,"dm:ClassOfFunctionalObject"]
["SYSTEM",null,null,null,null,null,"WASTE DISPOSAL SYSTEM",null,null,null,null,null,"rdl:RDS274049",null,"A <WASTE DISPOSAL SYSTEM> is a <SYSTEM> intended for disposal of damaged, defective, or superfluous material produced by a manufacturing process or unwanted by-product of a manufacturing or chemical process, or refuse from places of human or animal habitation",null,null,null,null,null,"dm:ClassOfFunctionalObject"]
["SYSTEM",null,null,null,null,null,"WELL DRILLING SYSTEM",null,null,null,null,null,"rdl:RDS1287918301",null,"A <WELL DRILLING SYSTEM> is a <SYSTEM> that has a capability of <DRILLING> holes in the earth&amp;#39;s crust for the creation of a <WELL>",null,null,null,null,null,"dm:ClassOfFunctionalObject"]
["WELL DRILLING SYSTEM",null,null,null,null,null,null,"TOP DRIVE DRILLING SYSTEM",null,null,null,null,null,"rdl:RDS1287915601",null,"A <TOP DRIVE DRILLING SYSTEM> is a <WELL DRILLING SYSTEM> in which the motor which turns the drill string is connected to the upper end of the string and moves downwardly with the drill string during the drilling operation",null,null,null,null,null,"dm:ClassOfFunctionalObject"]
["SYSTEM",null,null,null,null,null,"WORK CENTER",null,null,null,null,null,"rdl:RDS10418236677",null,"A <WORK CENTER> is a <SYSTEM> and machines and equipment in a location in which work is accomplished",null,null,null,null,null,"dm:ClassOfFunctionalObject"]
["FunctionalObject",null,null,null,null,"TEMPERATURE DETECTOR",null,null,null,null,null,"rdl:RDS2220080",null,"A <TEMPERATURE DETECTOR> is a <DETECTOR> using a <TEMPERATURE MEASURING ELEMENT>",null,null,null,null,null,"dm:ClassOfFunctionalObject"]
["FunctionalObject",null,null,null,null,"TERMINATOR",null,null,null,null,null,"rdl:RDS2220015",null,"A <TERMINATOR> is a <FunctionalObject> that is capable of <TERMINATING> something",null,null,null,null,null,"dm:ClassOfFunctionalObject"]
["TERMINATOR",null,null,null,null,null,"PIPING NETWORK TERMINATOR",null,null,null,null,null,"rdl:RDS270944",null,"A <PIPING NETWORK TERMINATOR> is a <TERMINATOR> that is a termination point of a <PIPING NETWORK SYSTEM>",null,null,null,null,null,"dm:ClassOfFunctionalObject"]
["FunctionalObject",null,null,null,null,"THREADER",null,null,null,null,null,"rdl:RDS2229071",null,"A <THREADER> is a <FunctionalObject> that is capable of <THREADING> something",null,null,null,null,null,"dm:ClassOfFunctionalObject"]
["FunctionalObject",null,null,null,null,"TOOL",null,null,null,null,null,"rdl:RDS8647467",null,"A <TOOL> is a <FunctionalObject> that is anything used as a means of accomplishing a task or purpose",null,null,null,null,null,"dm:ClassOfFunctionalObject"]
["FunctionalObject",null,null,null,null,"TOTALIZER",null,null,null,null,null,"rdl:RDS1026712691",null,"A <TOTALIZER> is a <FunctionalObject> that has the capability of <TOTALIZING>",null,null,null,null,null,"dm:ClassOfFunctionalObject"]
["TOTALIZER",null,null,null,null,null,"FLOW TOTALIZER",null,null,null,null,null,"rdl:RDS1026717301",null,"A <FLOW TOTALIZER> is a <TOTALIZER> that is capable of flow <TOTALIZING> flow measurements",null,null,null,null,null,"dm:ClassOfFunctionalObject"]
["FunctionalObject",null,null,null,null,"TRACER",null,null,null,null,null,"rdl:RDS2221663",null,"A <TRACER> is a <FunctionalObject> that has the capability of <TRACING>",null,null,null,null,null,"dm:ClassOfFunctionalObject"]
["FunctionalObject",null,null,null,null,"TRADER",null,null,null,null,null,"rdl:RDS2220908",null,"A <TRADER> is a <FunctionalObject> that has the capability of <TRADING>",null,null,null,null,null,"dm:ClassOfFunctionalObject"]
["FunctionalObject",null,null,null,null,"TRANSMITTER",null,null,null,null,null,"rdl:RDS267929001",null,"A <TRANSMITTER> is a <FunctionalObject> that is capable of <TRANSMITTING>",null,null,null,null,null,"dm:ClassOfFunctionalObject"]
["TRANSMITTER",null,null,null,null,null,"MULTIPLEXER",null,null,null,null,null,"rdl:RDS6703279",null,"A <MULTIPLEXER> is a <TRANSMITTER> that is an electronic circuit that is a communication device that multiplexes (combines) several signals for transmission over a single medium",null,null,null,null,null,"dm:ClassOfFunctionalObject"]
["TRANSMITTER",null,null,null,null,null,"TRANSMITTER(force)",null,null,null,null,null,"rdl:RDS2222109",null,"A <TRANSMITTER(force)> is a <FunctionalObject> that is capable of <TRANSMITTING> force and/or motion",null,null,null,null,null,"dm:ClassOfFunctionalObject"]
["FunctionalObject",null,null,null,null,"TRANSPORTER",null,null,null,null,null,"rdl:RDS900885151",null,"A <TRANSPORTER> is a <FunctionalObject> that is intended for being used for some kind of transportation",null,null,null,null,null,"dm:ClassOfFunctionalObject"]
["TRANSPORTER",null,null,null,null,null,"AIRCRAFT",null,null,null,null,null,"rdl:RDS11524337",null,"An <AIRCRAFT> is a <TRANSPORTER> that is an appliance made for travelling through the air",null,null,null,null,null,"dm:ClassOfFunctionalObject"]
["TRANSPORTER",null,null,null,null,null,"BATCH TRANSPORTER",null,null,null,null,null,"rdl:RDS283454",null,"A <BATCH TRANSPORTER> is a <TRANSPORTER> for periodic transport of gas, liquid or solid",null,null,null,null,null,"dm:ClassOfFunctionalObject"]
["TRANSPORTER",null,null,null,null,null,"CLOSED TRANSPORTER",null,null,null,null,null,"rdl:RDS900943341",null,"A <CLOSED TRANSPORTER> is a <TRANSPORTER> that is intended for transport in closed containment",null,null,null,null,null,"dm:ClassOfFunctionalObject"]
["TRANSPORTER",null,null,null,null,null,"SOLIDS TRANSPORTER",null,null,null,null,null,"rdl:RDS283499",null,"A <SOLIDS TRANSPORTER> is a <TRANSPORTER> that allows for the transport of a solid",null,null,null,null,null,"dm:ClassOfFunctionalObject"]
["TRANSPORTER",null,null,null,null,null,"VEHICLE",null,null,null,null,null,"rdl:RDS11526244",null,"A <VEHICLE> is a <TRANSPORTER> that is any conveyance (usually wheel, e.g. a cart, lorry, motorcar, but also a sledge) for goods or passengers on land",null,null,null,null,null,"dm:ClassOfFunctionalObject"]
["VEHICLE",null,null,null,null,null,null,"FORKLIFT TRUCK",null,null,null,null,null,"rdl:RDS11590075",null,"A <FORKLIFT TRUCK>> is a <VEHICLE> with power operated prongs that can be raised and lowered by will, for loading, transporting and unloading goods; chiefly used in factories and warehouses",null,null,null,null,null,"dm:ClassOfFunctionalObject"]
["VEHICLE",null,null,null,null,null,null,"MOTOR VEHICLE",null,null,null,null,null,"rdl:RDS11524427",null,"A <MOTOR VEHICLE> is a <VEHICLE> that is driven by a motor",null,null,null,null,null,"dm:ClassOfFunctionalObject"]
["MOTOR VEHICLE",null,null,null,null,null,null,null,"BUS",null,null,null,null,null,"rdl:RDS11524517",null,"A <BUS> is a <MOTOR VEHICLE> that is intended to carry passengers, normally more than 8 in additional to the driver",null,null,null,null,null,"dm:ClassOfFunctionalObject"]
["MOTOR VEHICLE",null,null,null,null,null,null,null,"CAR",null,null,null,null,null,"rdl:RDS11526424",null,"A <CAR> is a <MOTOR VEHICLE> that is a wheeled passenger vehicle powered by an engine",null,null,null,null,null,"dm:ClassOfFunctionalObject"]
["MOTOR VEHICLE",null,null,null,null,null,null,null,"QUAD",null,null,null,null,null,"rdl:RDS2220273",null,"A <QUAD> is a <MOTOR VEHICLE> that is a four-wheeled open-air vehicle powered by an engine",null,null,null,null,null,"dm:ClassOfFunctionalObject"]
["FunctionalObject",null,null,null,null,"TURBINE",null,null,null,null,null,"rdl:RDS313289",null,"A <TURBINE> is a <FunctionalObject> and a <DRIVER> that is a rotary mechanical device that extracts energy from a fluid flow and converts it into useful work",null,null,null,null,null,"dm:ClassOfFunctionalObject"]
["FunctionalObject",null,null,null,null,"VENTILATING DEVICE",null,null,null,null,null,"rdl:RDS1049335351",null,"A <VENTILATING DEVICE> is a <FunctionalObject> that has a capability of <VENTILATING>",null,null,null,null,null,"dm:ClassOfFunctionalObject"]
["FunctionalObject",null,null,null,null,"VIBRATION DETECTOR",null,null,null,null,null,"rdl:RDS850769",null,"A <VIBRATION DETECTOR> is a <DETECTOR> using a <VIBRATION MEASURING ELEMENT> that is intended to detect the level of <VIBRATION>",null,null,null,null,null,"dm:ClassOfFunctionalObject"]
["FunctionalObject",null,null,null,null,"VIDEO DEVICE",null,null,null,null,null,"rdl:RDS2221647",null,"A <VIDEO DEVICE> is a <FunctionalObject> that has the capability of making and/or displaying video",null,null,null,null,null,"dm:ClassOfFunctionalObject"]
["FunctionalObject",null,null,null,null,"WARNER",null,null,null,null,null,"rdl:RDS1014092691",null,"A <WARNER> is a <FunctionalObject> that is capable of <WARNING>",null,null,null,null,null,"dm:ClassOfFunctionalObject"]
["FunctionalObject",null,null,null,null,"WATER HARDNESS DETECTOR",null,null,null,null,null,"rdl:RDS6501054",null,"A <WATER HARDNESS DETECTOR> is a <DETECTOR> using a <WATER HARDNESS MEASURING ELEMENT> that is intended to detect a preset hardness of <WATER>",null,null,null,null,null,"dm:ClassOfFunctionalObject"]
["FunctionalObject",null,null,null,null,"WEIGHER",null,null,null,null,null,"rdl:RDS11525867",null,"A <WEIGHER> is a <FunctionalObject> that is capable of <WEIGHING>",null,null,null,null,null,"dm:ClassOfFunctionalObject"]
["FunctionalObject",null,null,null,null,"WELL",null,null,null,null,null,"rdl:RDS16458543",null,"A <WELL> is a <FunctionalObject> that is arranged to obtain or produce from, or store or inject a material into, the earth",null,null,null,null,null,"dm:ClassOfFunctionalObject"]
["FunctionalObject",null,null,null,null,"WELL CASING",null,null,null,null,null,"rdl:RDS1707805201",null,"A <WELL CASING> is a <FunctionalObject> that has the capability of <PREVENTING> a <WELLBORE> from sloughing off or caving in",null,null,null,null,null,"dm:ClassOfFunctionalObject"]
["WELL CASING",null,null,null,null,null,"WELL CONDUCTOR CASING",null,null,null,null,null,"rdl:RDS1713480001",null,"A <WELL CONDUCTOR CASING> is a <WELL CASING> that is run from the surface and intended to line the walls of a drilled well",null,null,null,null,null,"dm:ClassOfFunctionalObject"]
["WELL CASING",null,null,null,null,null,"WELL INTERMEDIATE CASING",null,null,null,null,null,"rdl:RDS1713539611",null,"A <WELL INTERMEDIATE CASING> is a <WELL CASING> that is run from the surface, normally the casing set between the surface casing and the conductor casing",null,null,null,null,null,"dm:ClassOfFunctionalObject"]
["WELL CASING",null,null,null,null,null,"WELL PRODUCTION CASING",null,null,null,null,null,"rdl:RDS1713534191",null,"A <WELL PRODUCTION CASING> is a <WELL CASING> that is run from the surface, normally the innermost casing set, and inside which the production tubing is installed",null,null,null,null,null,"dm:ClassOfFunctionalObject"]
["WELL CASING",null,null,null,null,null,"WELL SURFACE CASING",null,null,null,null,null,"rdl:RDS1713509831",null,"A <WELL SURFACE CASING> is a <WELL CASING> that is run from the surface and intended to line the walls of a drilled well",null,null,null,null,null,"dm:ClassOfFunctionalObject"]
["FunctionalObject",null,null,null,null,"WELL LINER",null,null,null,null,null,"rdl:RDS1713427361",null,"A <WELL LINER> is a <FunctionalObject> that has the capability of <EXTENDING> into a producing reservoir from the bottom of the lowest <WELL CASING> in a well",null,null,null,null,null,"dm:ClassOfFunctionalObject"]
["FunctionalObject",null,null,null,null,"WELLBORE REFERENCE",null,null,null,null,null,"rdl:RDS1724709221",null,"A <WELLBORE REFERENCE> is a <FunctionalObject> that has a capability of <REFERENCING> to a <WELLBORE> in a particular context",null,null,null,null,null,"dm:ClassOfFunctionalObject"]
["FunctionalObject",null,null,null,null,"WHEEL",null,null,null,null,null,"rdl:RDS5766320",null,"A <WHEEL> is a <FunctionalObject> that is a circular object that revolves on an axle",null,null,null,null,null,"dm:ClassOfFunctionalObject"]
["FunctionalObject",null,null,null,null,"WINDOW",null,null,null,null,null,"rdl:RDS1066600871",null,"A <WINDOW> is a <FunctionalObject> that has a capability of <ADMITTING> light and air into an <ENCLOSURE>",null,null,null,null,null,"dm:ClassOfFunctionalObject"]
["WINDOW",null,null,null,null,null,"FIRE-RATED WINDOW",null,null,null,null,null,"rdl:RDS1066619671",null,"A <FIRE-RATED WINDOW> is a <WINDOW> that is capable of <WITHSTANDING> fire as defined for a particular set of conditions",null,null,null,null,null,"dm:ClassOfFunctionalObject"]
["WINDOW",null,null,null,null,null,"NON-FIRE-RATED WINDOW",null,null,null,null,null,"rdl:RDS1066621521",null,"A <NON-FIRE-RATED WINDOW> is a <WINDOW> that is incapable of <WITHSTANDING> fire as defined for a particular set of conditions",null,null,null,null,null,"dm:ClassOfFunctionalObject"]
["FunctionalObject",null,null,null,null,"WIPER",null,null,null,null,null,"rdl:RDS5765939",null,"A <WIPER> is a <FunctionalObject> that is capable of <WIPING>",null,null,null,null,null,"dm:ClassOfFunctionalObject"]
["FunctionalObject",null,null,null,null,"ZERO ADJUSTER",null,null,null,null,null,"rdl:RDS1469972291",null,"A <ZERO ADJUSTER> is a <FunctionalObject> that has the capability of <ADJUSTING> the zero position of a <MEASURING INSTRUMENT>",null,null,null,null,null,"dm:ClassOfFunctionalObject"]